## 1-Active Outfalls
Leidos ID | Outfall Name | Outfall ID | Outfall Type | Est. River Mile | River Side | Source Control Area | Source Control Area Name | Outfall Diameter | Outfall Material | Decimal Latitude | Decimal Longitude | Invert Elevation (ft) | Parcel Number | Parcel Name | Parcel Taxypayer | WQ Permit | Outfall Notes | Outfall References
L0101 | 2156 | 2156 | Port SD | 0.01 | Harbor Island | RM 0.0-0.1 East | Spokane Street to Ash Grove Cement | 18-inch | CMP | 47.5694 | -122.3489 | 10.47 | 7666701220 | Harbor Marina Corp Cntr | Port of Seattle | WAR044701 (Port of Seattle - Municipal SW Phase I GP) | Located on Port of Seattle Terminal 102. Metal structure with backflow prevention gate. Outfall drains western half of Harbor Marina Corporate Center property. No industrial activities; commercial buildings and paved parking lots only. Also referred to as POS6030. | Spokane St-Ash Grove SCAP
L0102 | 2151 | 2151 | Port SD | 0.03 | Harbor Island | RM 0.0-0.1 East | Spokane Street to Ash Grove Cement | 12-inch | CMP | 47.5692 | -122.3477 | 10.09 | 7666701220 | Harbor Marina Corp Cntr | Port of Seattle | WAR044701 (Port of Seattle - Municipal SW Phase I GP) | Located on Port of Seattle Terminal 102. Metal structure with backflow prevention gate. Outfall drains central portion of Harbor Marina Corporate Center property, plus Harbor Real Estate on adjacent parcel 7666701250 and portions of the West Seattle Freeway and Spokane Street.Also referred to as POS6031. | Spokane St-Ash Grove SCAP
L0103 | HRE-1 | HRE-1 | Port SD | 0.035 | Harbor Island | RM 0.0-0.1 East | Spokane Street to Ash Grove Cement | 18-inch | Ductile iron | 47.5695 | -122.3465 | NA | 7666701220 | Harbor Marina Corp Cntr | Port of Seattle | WAR044701 (Port of Seattle - Municipal SW Phase I GP) | Located on Port of Seattle Terminal 102. Metal structure with backflow prevention gate. Outfall drains east side of Harbor Marina Corporate Center property. No industrial activities; commercial buildings and paved parking lots only. Also referred to as POS6032. | Spokane St-Ash Grove SCAP
L0104 | 2154 | 2154 | Port SD | 0.07 | East | RM 0.0-0.1 East | Spokane Street to Ash Grove Cement | 6-inch | Concrete | 47.5693 | -122.3457 | 10.07 | 7666700315 | Port Terminal 104/Foreign Trade Zone #5 | Port of Seattle | WAR044701 (Port of Seattle - Municipal SW Phase I GP) | Located on Port of Seattle Terminal 104. Also referred to as POS7042. Two additional outfalls on the T104 property (POS7041 and POS7043) are downstream of RM 0.0 and therefore have not been included in this inventory. | Spokane St-Ash Grove SCAP
L0201 | S Nevada St SD | S Nevada St SD | City SD | 0.29 | East | RM 0.1-0.9 East | EAA-1: Duwamish/Diagonal Way | 18-inch | Concrete | 47.5658 | -122.346 | No information | 7666700390 | Port-Term 106 W | Port of Seattle | WAR044503 (Seattle City - Municipal SW Phase I GP); 1 upstream permit: WAR010569 (ConGlobal Industries) | Located at west end of S Nevada Street; drains approximately 26 acres along S Nevada Street including the northern portion of Terminal 106 (ConGlobal Industries). | Seattle SCIP2 [12418]; ConGlobal SWPPP (Nov 2011)
L0202 | Diagonal Avenue S CSO/SD | 2155 | County CSO/City SD | 0.458 | East | RM 0.1-0.9 East | EAA-1: Duwamish/Diagonal Way | 144-inch | Concrete | 47.5631 | -122.3453 | 8 | ROW | NA | NA | WAR044503 (Seattle City - Municipal SW Phase I GP), WA0029181 (King County West Point WWTP); 13 upland permits: WAR000139 (Alaskan Copper Works), WAR125420 (Georgetown Brewing Co), WAR010569 (ITS Conglobal), WAR004614 (Lee & Eastes Tank Lines Inc), WAR011326 (MacMillan Piper Inc Airport Way), WAR301360 (NW Container Seattle Intermodal Yard),WAR301508 (Plymouth Poultry), WAR301608 (Recology King County MRF), WAR000930 (Skyline Electric & Mfg Co Inc), WAR009970 (The Lighthouse for the Blind), WAR001155 (Union Pacific Railroad Co Dawson St Argo), WAR000444 (United Parcel Service WASEA), WAR004605 (WM Alaska Street Reload Facility) | Located at west end of S Oregon Street. Drainage to this outfall includes 415 acres of Seattle combined sewer service area, 1,500 acres of King County combined sewer service area, and 2,666 acres of Seattle storm drain basin. The combined area is approximately 4,737 acres. Average SW discharge is 1,100 mgy. Receives discharges from nine CSOs: KC Hanford #1, Seattle Diagonal 111A through 111H. Average CSO discharge 30 times per year, total of approx. 34.6 mgy. | Seattle SCIP2 [12418]' T108 Env Conditions Report (Jan 2009); EAA-1 SCAP (Dec 2004); EAA-1 CSO/SD Data Gaps (Aug 2009)
L0301 | 2003 | 2003 | No information | 0.71 | East | RM 0.9-1.0 East | Slip 1 | 12-inch | Steel | 47.56 | -122.3442 | 6.9 | 3573200975 | Federal Center South | Portfolio Management Div | None identified | Currently drains south side of Diagonal Avenue S ROW (3 catch basins). Formerly drained a small area in the NW corner of the Federal Center South property. SD line from Federal Center South was capped during Bldg 1203/1202 demolition (drawing dated Aug 2010). Not clear whether this was a permanent cap or temporary during construction only. Referred to as as Diagonal Avenue S SD in SCAP Figure 7 (Doc 0064) and in Terminal 108 Env Conditions Report (Doc 3417). SPU 2010 (Doc 0091) Map 4 identifies this as a private SD. Port of Seattle Doc 3417 identifies this outfall as owned and operated by the City of Seattle. Ownership of this outfall needs to be confirmed - SPU or Federal Center South. | EAA-1 SCAP [0064]; SPU 2010 [0091]; T108 Env Conditions Report [3417]; GSA 1976 [2724]; Aug 2010 Demolition Plan
L0304 | 2005 | 2005 | Federal SD | 0.87 | East | RM 0.9-1.0 East | Slip 1 | 8-inch | Concrete | 47.5576 | -122.3429 | 6 | 3573200975 | Federal Center South | Portfolio Management Div | None identified | Outfalls 2004, 2005, 2246, and 2247 are all described as 8-inch concrete pipes; locations do not line up with locations of CBs, yard drains (YDs), or storm drains shown in 1976 utility map [2724]. According to the utility map, two CB/YD structures discharge to the LDW, and at least two CB/YD structures discharge to Slip 1. In addition, drainage from the southern half of Bldg 1202 discharges to to the LDW at the SW corner of the building. Another SD discharges to Slip 1 near the NW corner of Slip 1 between Bldgs 1206 and 1201. The exact number and location of outfalls on the southern end of the Federal Center South property is unknown. Additional information is needed. | GSA 1976 [2724]; Slip 1 Data Gaps [3082]
L0305 | 2004 | 2004 | Federal SD | 0.88 | East | RM 0.9-1.0 East | Slip 1 | 8-inch | Concrete | 47.5576 | -122.342 | -3 | 3573200975 | Federal Center South | Portfolio Management Div | None identified | Outfalls 2004, 2005, 2246, and 2247 are all described as 8-inch concrete pipes; locations do not line up with locations of CBs, yard drains (YDs), or storm drains shown in 1976 utility map [2724]. According to the utility map, two CB/YD structures discharge to the LDW, and at least two CB/YD structures discharge to Slip 1. In addition, drainage from the southern half of Bldg 1202 discharges to to the LDW at the SW corner of the building. Another SD discharges to Slip 1 near the NW corner of Slip 1 between Bldgs 1206 and 1201. The exact number and location of outfalls on the southern end of the Federal Center South property is unknown. Additional information is needed. | GSA 1976 [2724]; Slip 1 Data Gaps [3082]
L0306 | 2246 | 2246 | Federal SD | 0.89 | East | RM 0.9-1.0 East | Slip 1 | 8-inch | Concrete | 47.5574 | -122.3428 | -5 | 3573200975 | Federal Center South | Portfolio Management Div | None identified | Outfalls 2004, 2005, 2246, and 2247 are all described as 8-inch concrete pipes; locations do not line up with locations of CBs, yard drains (YDs), or storm drains shown in 1976 utility map [2724]. According to the utility map, two CB/YD structures discharge to the LDW, and at least two CB/YD structures discharge to Slip 1. In addition, drainage from the southern half of Bldg 1202 discharges to to the LDW at the SW corner of the building. Another SD discharges to Slip 1 near the NW corner of Slip 1 between Bldgs 1206 and 1201. The exact number and location of outfalls on the southern end of the Federal Center South property is unknown. Additional information is needed. | GSA 1976 [2724]; Slip 1 Data Gaps [3082]
L0307 | 2247 | 2247 | Federal SD | 0.92 | East | RM 0.9-1.0 East | Slip 1 | 8-inch | Concrete | 47.5571 | -122.3427 | -3 | 3573200975 | Federal Center South | Portfolio Management Div | None identified | Outfalls 2004, 2005, 2246, and 2247 are all described as 8-inch concrete pipes; locations do not line up with locations of CBs, yard drains (YDs), or storm drains shown in 1976 utility map [2724]. According to the utility map, two CB/YD structures discharge to the LDW, and at least two CB/YD structures discharge to Slip 1. In addition, drainage from the southern half of Bldg 1202 discharges to to the LDW at the SW corner of the building. Another SD discharges to Slip 1 near the NW corner of Slip 1 between Bldgs 1206 and 1201. The exact number and location of outfalls on the southern end of the Federal Center South property is unknown. Additional information is needed. | GSA 1976 [2724]; Slip 1 Data Gaps [3082]
L0308 | 5000 | 5000 | Federal SD | 0.925 | East | RM 0.9-1.0 East | Slip 1 | 32-inch | Steel | 47.5572 | -122.3412 | 6 | 3573200975 | Federal Center South | Portfolio Management Div | None identified | Outfalls 5000, 2245, and 5001 are all described as 32-inch steel pipes in previous documents. Photos show one pipe in this general location, and the 1976 utility map [2724] shows storm drainage from Bldg 1201 discharging here. It is not clear whether there is one outfall at this location, or three as indicated in the LDW RI Appendix H. Pilings make visual observation of oufall pipes difficult. Reconnaissance may be possible by canoe or other small vessel. Additional information is needed. | GSA 1976 [2724]
L0309 | 2245 | 2245 | Federal SD | 0.926 | East | RM 0.9-1.0 East | Slip 1 | 32-inch | Steel | 47.5571 | -122.3412 | -4 | 3573200975 | Federal Center South | Portfolio Management Div | None identified | Outfalls 5000, 2245, and 5001 are all described as 32-inch steel pipes in previous documents. Photos show one pipe in this general location, and the 1976 utility map [2724] shows storm drainage from Bldg 1201 discharging here. It is not clear whether there is one outfall at this location, or three as indicated in the LDW RI Appendix H. Pilings make visual observation of oufall pipes difficult. Reconnaissance may be possible by canoe or other small vessel. Additional information is needed. | GSA 1976 [2724]
L0310 | 5001 | 5001 | Federal SD | 0.927 | East | RM 0.9-1.0 East | Slip 1 | 32-inch | Steel | 47.5571 | -122.3412 | -4 | 3573200975 | Federal Center South | Portfolio Management Div | None identified | Outfalls 5000, 2245, and 5001 are all described as 32-inch steel pipes in previous documents. Photos show one pipe in this general location, and the 1976 utility map [2724] shows storm drainage from Bldg 1201 discharging here. It is not clear whether there is one outfall at this location, or three as indicated in the LDW RI Appendix H. Pilings make visual observation of oufall pipes difficult. Reconnaissance may be possible by canoe or other small vessel. Additional information is needed. | GSA 1976 [2724]
L0401 | 2244 | 2244 | County SD | 1.07 | East | RM 1.0-1.2 East | KC Lease Parcels | 15-inch | Unknown | 47.5549 | -122.3414 | 0 | 1924049052 | Ocean Concrete | King County-Property Svcs | WAG503337 (Cadman Seattle) | Conveys process water overflows from about 6.5 acres of the Cadman Seattle/Lehigh Northwest facility (identified on King County Parcel Viewer as Ocean Concrete [1924049052] and Tilbury Cement [1924049070]). Most process water is reused; outfall is active only during heavy rainfall events. | WQ inspection 12/16/2016; KC Lease Parcels Data Gaps Report
L0402 | Brandon CSO | 2223 | County CSO | 1.1 | East | RM 1.0-1.2 East | KC Lease Parcels | 18-inch | Ductile iron | 47.5547 | -122.3409 | -3 | ROW | NA | NA | WA0029181 (King County West Point WWTP) | CSO basin is approximately 380 acres; overlaps with Diagonal Avenue S CSO and Michigan CSO basins. Discharges approx. 23 times/year, with annual average volume of 31.6 million gallons. Installation of 0.8 million gallon storage/treatment tank to be completed by 2022. | KC Lease Parcels Data Gaps Report
L0501 | 2008 | 2008 | Private SD | 1.24 | East | RM 1.2-1.7 East | St. Gobain to Glacier Northwest | 8-inch | Steel | 47.5527 | -122.3403 | 9.57 | 1924049002 | Warehouse M-1 | King County - Property Svcs | WAR001134 (Ardagh Glass Inc) | Ardagh Glass Outfall 4. Stormwater from the northwest portion of the Ardagh Glass facility discharges to this outfall. | June 2019 SWPPP Site Maps
L0502 | 2009 | 2009 | Private SD | 1.29 | East | RM 1.2-1.7 East | St. Gobain to Glacier Northwest | 6-inch | Ductile iron | 47.552 | -122.34 | 9.41 | 1924049002 | Warehouse M-1 | King County - Property Svcs | WAR001134 (Ardagh Glass Inc) | Ardagh Glass Outfall 3. Stormwater from the western portion of the Ardagh Glass facility discharges to this outfall. | June 2019 SWPPP Site Maps
L0503 | 2010 | 2010 | Private SD | 1.38 | East | RM 1.2-1.7 East | St. Gobain to Glacier Northwest | 6-inch | PVC | 47.5507 | -122.3392 | 8.77 | 1924049002 | Warehouse M-1 | King County - Property Svcs | WAR001134 (Ardagh Glass Inc) | Ardagh Glass Outfall 2. Stormwater from the eastern and central portions of the Ardagh Glass facility discharges to this outfall. This outfall is monitored. | June 2019 SWPPP Site Maps
L0504 | 2011 | 2011 | Private SD | 1.43 | East | RM 1.2-1.7 East | St. Gobain to Glacier Northwest | 12-inch | PVC | 47.5502 | -122.3389 | 7.81 | 1722802315 | Ardagh Glass | Ardagh Glass Inc | WAR001134 (Ardagh Glass Inc) | Ardagh Glass Outfall 1. Stormwater from the southern portion of the Ardagh Glass facility discharges to this outfall. | June 2019 SWPPP Site Maps
L0505 | 2013 | 2013 | Private SD | 1.45 | East | RM 1.2-1.7 East | St. Gobain to Glacier Northwest | 12-inch | Concrete | 47.5498 | -122.3386 | 7.83 | 1924049092 | Certainteed Gypsum | BPB Gypsum Inc | WAR000056 (CertainTeed Gypsum Manufacturing) | Discharge from Certainteed Gypsum drainage area 002 per the 2019 SWPPP. Includes pavement from the north parking lot (non-industrial) and stormwater from the roadway north of Longview Fibre. | CertainTeed Gypsum SWPPP (June 2019)
L0506 | 2017 | 2017 | Private SD | 1.54 | East | RM 1.2-1.7 East | St. Gobain to Glacier Northwest | 6-inch | PVC | 47.5485 | -122.3382 | 10.77 | 1924049092 | Certainteed Gypsum | BPB Gypsum Inc | WAR000056 (CertainTeed Gypsum Manufacturing) | Discharge from Certainteed Gypsum drainage area 004 per the 2019 SWPPP. Includes pavement within main operational areas, rock dome roof drains, office roof drains, and roof drains from the northern portion of the mill/calcining building. Stormwater drains to 2 catch basins and sump on the east side of the stormwater retention basin. Water from these 3 locations is pumped into the SW retention basin, where it is reclaimed for reuse or treated and discharged via this outfall. | CertainTeed Gypsum SWPPP (Jun 2019)
L0508 | 2015 | 2015 | Private SD | 1.61 | East | RM 1.2-1.7 East | St. Gobain to Glacier Northwest | 24-inch | Concrete with metal casing | 47.5477 | -122.3377 | 11.17 | 1924049092 | Certainteed Gypsum | BPB Gypsum Inc | WAR000056 (CertainTeed Gypsum Manufacturing) | Discharge from Certainteed Gypsum drainage area 003a per the 2019 SWPPP. Roof drains on the west portion of wallboard manufacturing plant and southern half of mill/calcining building are pumped to a treatment unit on the north side of the facility; overflows discharge via this outfall. The mill/calcining building has galvanized roofing. | CertainTeed Gypsum SWPPP (Jun 2019)
L0509 | 2016 | 2016 | Private SD | 1.611 | East | RM 1.2-1.7 East | St. Gobain to Glacier Northwest | 12-inch | Concrete with metal casing | 47.5477 | -122.3377 | 10.73 | 1924049092 | Certainteed Gypsum | BPB Gypsum Inc | WAR000056 (CertainTeed Gypsum Manufacturing) | Discharge from Certainteed Gypsum drainage area 003b per the 2019 SWPPP. Roof drains on the southrn portion of wallboard manufacturing plant are pumped to a treatment unit on the north side of the facility; overflows discharge via this outfall. No galvanized roofing. | CertainTeed Gypsum SWPPP (Jun 2019)
L0602 | GNW-CBP | GlacierNW-CBP | Private SD | 1.681 | East | RM 1.7-2.0 East | Slip 2 to Slip 3 | No information | No information | 47.5467 | -122.3363 | No information | 1924049075 | Glacier Northwest | Glacier Northwest Inc | WAG503191 (Seattle Plant East Marginal Way) | This outfall is the discharge location for treated process water from the Glacier NW Concrete Batch Plant. Some of the treated process water is recycled to the batch plant; treated water that meets permit limits is discharged to the LDW. All stormwater is co-mingled and treated as process water, and all water is discharged to this outfall, identified in the Glacier NW SWPPP as P1. | Glacier NW (Concrete Batch Plant) SWPPP
L0603 | Head of Slip 2 SD | 2019 | Private SD | 1.682 | East | RM 1.7-2.0 East | Slip 2 to Slip 3 | 24-inch | Concrete | 47.5476 | -122.3348 | 5.97 | 1924049075 | Glacier Northwest | Glacier Northwest Inc | WAR044503 (Seattle City - Municipal SW Phase I GP) | Outfall is located below the bulkhead at the head of Slip 2 on property owned/operated by Glacier Northwest. Drainage area is 12.4 acres. Receives discharge from city-owned collection system that extends across East Marginal Way S to 4th Avenue S. This storm drain collects runoff from approximatley 1,000 feet of East Marginal Way S and private properties along the east side of East Marginal Way S, but does not collect stormwater from the Glacier Northwest property. | Seattle SCIP2 [12418]; Slip 2 to Slip 3 SCAP; Herrera 2003 outfall survey
L0604 | GBD | GBD | Private SD | 1.71 | East | RM 1.7-2.0 East | Slip 2 to Slip 3 | NA | NA | 47.5469 | -122.335 | No information | 5367204505 | General Biodiesel | Trent Avenue Partners LLC | WAR010447 (General Biodiesel Seattle) | Outfall refers to discharge point from General Biodiesel's infiltration system, which is located along the west side of the northern half of the property (the facility is located on the northern half of this parcel). Discharge to the LDW occurs at several locations along the infiltration system. The outfall location has been assigned to the permit monitoring point, identified as SBD1 in site maps. | 2019 Request for Coverage and Site Map
L0607 | 2022 | 2022 | Private SD | 1.89 | East | RM 1.7-2.0 East | Slip 2 to Slip 3 | 10-inch | PVC | 47.544 | -122.3359 | 7.34 | 302404HYDR | NA | NA | WAR011484 (Samson Tug & Barge Seattle Facility), WAR125423 (Michigan Marine Properties LLC) | This outfall is the permitted outfall for Samson Tug & Barge (Seattle Facility) and Duwamish Metal Fabrication. Outfall appears to be located on "sliver" - under the jurisdiction of the Port of Seattle. Stormwater treatment was installed in this drainage in 2012. | Stormwater Engineering Report (Lean Environment, 7/31/2013); Samson Tug & Barge (Seattle Facility) SWPPP; Slip 2 to Slip 3 SCAP; Herrera 2003 outfall survey
L0609 | Michigan CSO | 2502 | County CSO | 1.945 | East | RM 1.7-2.0 East | Slip 2 to Slip 3 | 96-inch | Steel gate | 47.5435 | -122.335 | 9 | 302404HYDR | NA | NA | WA0029181 (King County West Point WWTP) | The Michigan CSO basin covers approximately 1,900 acres, spanning west to east from the LDW to Beacon Avenue S and north to south from S Bradford Street to S Norfolk Street. Parts of the Michigan CSO basin overlap with the Brandon CSO and East Marginal CSO. Appears to be located on "sliver" - under the jurisdiction of the Port of Seattle. | Slip 2 to Slip 3 SCAP; Herrera 2003 outfall survey
L0611 | 1st Ave S SD (E) | 2503 | WSDOT SD | 1.98 | East | RM 1.7-2.0 East | Slip 2 to Slip 3 | 36-inch | Concrete | 47.5437 | -122.3346 | 11 | ROW | NA | NA | WAR043000 (WA DOT Municipal SW GP), WAR044503 (Seattle City - Municipal SW Phase I GP) | This outfall drains an area of about 165acres, including city-owned collection systems on approximately 1,500 feet of 1st Avenue S, S Michigan Street, and S Front Street between WSDOT and former Frank's Used Cars properties; and the 1st Avenue S northbound offramp. Drainage ditches beneath the 1st Avenue S bridge are also connected to this storm drain. Stormwater passes through a biofiltration swale before discharging to the LDW. The outfall is located on WSDOT property; the swale is mainly on property owned by SDOT. | Seattle SCIP2 [12418]; Slip 2 to Slip 3 SCAP; Herrera 2003 outfall survey
L0701 | S River St SD | S River St SD | City SD | 2 | East | RM 2.0-2.3 East | Slip 3 to Seattle Boiler Works | 8-inch | Concrete | 47.5428 | -122.3339 | No information | 5367204210 | City of Seattle | Seattle City of SDOT | WAR044503 (Seattle City - Municipal SW Phase I GP); one upland permits: WAR011723 (Algas SDI) | Drains approximately 7.6 acres from S River Street, Occidental Avenue S, 2nd Avenue S, 3rd Avenue S, and properties north of S River Street. Outfall may be located on "sliver" - under the jurisdiction of the Port of Seattle. | Seattle SCIP2 [12418]; Slip 3 to SBW SCAP (Apr 2009); Algas SDI SWPPP (May 2012), V Van Dyke SWPPP (Feb 2013)
L0703 | 2024 | 2024 | Private SD | 2.12 | East | RM 2.0-2.3 East | Slip 3 to Seattle Boiler Works | 12-inch | Concrete | 47.5431 | -122.3302 | 5.42 | 5367204100 | Westcore River Building (Open Square) | Talon 303 River LLC | None identified | Identified during Herrera 2003 outfall survey. No other information available. Additional information is needed. | Herrera 2003 outfall survey
L0704 | SDC | Seattle Dist Ctr | Private SD | 2.148 | East | RM 2.0-2.3 East | Slip 3 to Seattle Boiler Works | 10-inch | No information | 47.5426 | -122.33 | No information | 5367204080 | Seattle Distribution Center | CLPF-Seattle Dist Cntr LP | None identified | Based on SPU map, roof drains from Seattle Distribution Center Bldg A and northeast side of Bldg B, plus several catch basins on the property, appear to discharge to the LDW at this location. There is no WQ permit associated with this outfall to Slip 3. Additional information is needed. | SPU 2010 Source Control Progress Report [0091]
L0706 | S Brighton St SD | S Brighton St SD | City SD | 2.15 | East | RM 2.0-2.3 East | Slip 3 to Seattle Boiler Works | 30-inch | No information | 47.5415 | -122.3318 | No information | 0001800128 | Delta | Seatac Marine Properties LLC | WAR044503 (Seattle City - Municipal SW Phase I GP); 2 associated permits: WAR000962 (Seatac Marine Services) and WAR302045 (Emerald Services, Inc) | Was previously also a CSO. Drains approximately 19 acres on the west side of East Marginal Way S; the system collects stormwater from Fox Avenue S and S Brighton Street as well as adjacent private properties. Identified in Seatac Marine Services SWPPP as a 30-inch pipe ("Fox Ave City CSO"). Discharge from Seatac Marine Services property enters this storm drain just upstream of the outfall. | Seattle SCIP2 [12418]; Slip 3 to SBW SCAP (Apr 2009); Seatac Marine Services SWPPP (Jul 2010)
L0801 | DWN | Dawn Foods | Private SD | 2.28 | East | RM 2.3-2.8 East | Seattle Boiler Works to Slip 4 | No information | No information | 47.5398 | -122.3298 | No information | 0001800091 | Seattle Boiler Works Inc | Hopkins Frederick J Fam Trs | WAR011560 (Dawn Food Products - Sea Dry Mix) | Drains stormwater from six catch basins on the Dawn Foods property. Discharge point (DP-01) is equipped with a flap valve that prevents the LDW from flowing into onsite stormwater structures during high tide. In addition, this outfall is identified on Seattle Boiler Works maps as Outfall C, which includes roof drainage from the SBW Burning Shop Building. The outfall is not listed in SBW's ISGP. | Dawn Foods SWPPP; Site Map from 5/12/2016 Memo re: SBW SD Cleaning Waiver Supporting Documentation
L0805.5 | SBW-B | SBW-B | Private SD | 2.35 | East | RM 2.3-2.8 East | Seattle Boiler Works to Slip 4 | No information | No information | 47.5396 | -122.3282 | No information | 0001800091 | Seattle Boiler Works Inc | Hopkins Frederick J Fam Trs | WAR002208 (Seattle Boilerworks Inc Myrtle St) | Identified on site maps as Outfall B. Outfall coordinates were estimated based on site map. | Site Map from 5/12/2016 Memo re: SBW SD Cleaning Waiver Supporting Documentation
L0806 | 2028 | 2028 | Private SD | 2.37 | East | RM 2.3-2.8 East | Seattle Boiler Works to Slip 4 | 18-inch | Concrete | 47.5396 | -122.3281 | 5.93 | 0001800091 | Seattle Boiler Works Inc | Hopkins Frederick J Fam Trs | WAR002208 (Seattle Boilerworks Inc Myrtle St) | Identified on site maps as Outfall A. | Site Map from 5/12/2016 Memo re: SBW SD Cleaning Waiver Supporting Documentation; Seattle Boiler Works SWPPP; Herrera 2003 outfall survey
L0808 | S Myrtle St SD | 2026 | City SD | 2.39 | East | RM 2.3-2.8 East | Seattle Boiler Works to Slip 4 | 30-inch | Ductile iron | 47.5394 | -122.3278 | 11.25 | 2136200706 | Seattle Iron & Metals | Shalmar Group | WAR044503 (Seattle City - Municipal SW Phase I GP); one upland permit: WAR125002 (Seattle Iron & Metals Truck Parking) | Drains approximately 8.6 acres of city MS4; discharges to the Myrtle Street embayment. | Seattle SCIP2 [12418]; Herrera 2003 outfall survey
L0810 | S Garden St SD | 2035 | Private SD | 2.49 | East | RM 2.3-2.8 East | Seattle Boiler Works to Slip 4 | 30-inch | Ductile iron | 47.5379 | -122.3269 | 7.93 | 2924049089 | Seattle Iron & Metals | Shalmar Group | WA0031968 (Seattle Iron & Metals Corp); WAR044503 (Seattle City - Municipal SW Phase I GP) | Ownership of this outfall was transferred from the city to Seattle Iron & Metals in 2012. All stormwater at the Seattle Iron & Metals Corporation facility is processed through a stormwater treatment system and discharged through this outfall. This outfall also receives discharges from city-owned collection system on S Garden Street. Drainage area is 12 acres, including 1.5 acre of Seattle MS4. | Seattle SCIP2 [12418]; Seattle Iron & Metals SWPPP; SBW-Slip 4 SCAP; Herrera 2003 outfall survey
L0814 | 2039 | 2039 | Private SD | 2.592 | East | RM 2.3-2.8 East | Seattle Boiler Works to Slip 4 | 6-inch | Concrete | 47.5369 | -122.3254 | 6.18 | 2136200681 | Puget Sound Truck Lines (Leased Property) | Recology Cleanscapes | WAR000949 (CleanScapes Inc) | Shown as Outfall D in site map provided with 2019 Request for Coverage. Discharge location for SW treatment system, plus stormwater from CB6 on the north end of the property.This outfall is monitored. | Herrera 2003 outfall survey; CleanScapes SWPPP; SBW-Slip 4 SCAP; 2019 Request for Coverage and Site Map
L0815 | 2040 | 2040 | Private SD | 2.63 | East | RM 2.3-2.8 East | Seattle Boiler Works to Slip 4 | 12-inch | Concrete | 47.5364 | -122.3247 | 10.03 | 2136200670 | Puget Sound Truck Lines (Leased Property) | Recology Cleanscapes | WAR000949 (CleanScapes Inc) | Referred to as Outfall A on site map. Located SW of main building. Covered under CleanScapes stormwater permit; this outfall is monitored. | Herrera 2003 outfall survey; CleanScapes SWPPP; SBW-Slip 4 SCAP; 2019 Request for Coverage and Site Map
L0816 | CS-B | CleanScapes B | Private SD | 2.72 | East | RM 2.3-2.8 East | Seattle Boiler Works to Slip 4 | Unknown | Unknown | 47.5355 | -122.3232 | Unknown | 2136200666 | Pumping Station | Seattle City of DPR | WAR000949 (CleanScapes Inc) | This is Outfall B as shown on site map. This outfall is monitored. | CleanScapes SWPPP; 2019 Request for Coverage and Site Map
L0817 | DRLD | DuwReload | Private SD | 2.79 | East | RM 2.3-2.8 East | Seattle Boiler Works to Slip 4 | No information | No information | 47.5349 | -122.3223 | No information | 2136200641 | Crowley Marine Services | 8th Avenue Terminals Inc | WAR302034 (Duwamish Reload Facility) | This outfalls replaces former outfalls OF1 through OF6. A stormwater treatment system was installed in early 2019; all previous stormwater gravity drains were tied together via a force main to convey all stomrwater via a single line to the treatment system, which discharges to the LDW at this outfall location. | Letter from Waste Mgmt to Ecology dated 1/28/2019; 2019 Request for Coverage and Site Map
L0908 | I5 SD at Slip 4 | 2046 | WSDOT SD | 2.834 | East | RM 2.8 East | EAA-3: Slip 4 | 72-inch | Steel | 47.5372 | -122.319 | 1.71 | 2924049110 | Slip #4 | City of Seattle SPU-DWU | WAR043000 (WA DOT Municipal SW GP), WAR044503 (Seattle City - Municipal SW Phase I GP), WAR302262 (Ultrablock Seattle) | Collects runoff from 85 acres of I-5 and railroad right-of-way drainage, and 65 acres of city-owned collections systems on single family residential properties on the east side of I-5 plus a portion of the north end of KCIA. | Herrera 2003 outfall survey; Slip 4 SCAP; Seattle SCIP2 [12418]
L0909 | Georgetown SD | 2047 | City SD | 2.835 | East | RM 2.8 East | EAA-3: Slip 4 | 24-inch | No information | 47.5372 | -122.319 | No information | 2924049110 | Slip #4 | City of Seattle SPU-DWU | WAR044503 (Seattle City - Municipal SW Phase I GP) | After removal of the Georgetown Flume in 2009, a new pipe and bioswale system was installed to provide stormwater conveyance for the GTSP property and the S Myrtle Street ROW. Drains about 4.5 acres. | Seattle SCIP2 [12418]
L0911 | KCIA SD#3 | 2049 | County SD/City EOF | 2.837 | East | RM 2.8 East | EAA-3: Slip 4 | 60-inch | Concrete | 47.5371 | -122.3186 | 3.39 | 2924049110 | Slip #4 | City of Seattle SPU-DWU | WAR044501 (King County - Municipal SW Phase I GP), WA0031682 (Seattle CSO); 3 active upland permits: WAR000226 (North Boeing Field), WAR000343 (KCIA), WAR000607 (Signature Flight Support). | Discharges stormwater from approximately 171 acres of northern KCIA and 157 acres of North Boeing Field, plus EOF from City PS#44. In 1985, runoff from 120 acres of the north end of the airport that formerly discharged via Outfall 2048 (NBF SD) and 1.5 acres that formerly discharged to Outfall 2047 (Georgetown Flume) was diverted to this outfall. The EOF from PS#44 was also diverted from Outfall 2048 (NBF SD) to this outfall. | Herrera 2003 outfall survey; Slip 4 SCAP
L0913 | CDG | CedarGrove | Private SD | 2.85 | East | RM 2.8 East | EAA-3: Slip 4 | 8-inch | Clay | 47.5364 | -122.3186 | No information | 2924049043 | Offices/Svc Garage | First South Properties LLC | WAR002641 (Cedar Grove Composting Corporate) | Storm drain system consists of a series of below-ground stormwater catch basins, drain pipes, and vaults. There are 14 catch basins across the site. Stormwater is conveyed by gravity flow to the below ground SW treatment system at the northwestern portion of the site. The treatment system consists of 21 passive filtration (Contech Stormfilter) cartridges installed in a baffled vault. An overflow weir has been installed in the upstream manhole to allow excess flow to bypass the treatment vault for direct discharge to the outfall. Roof drains are conveyed directly to the manhole immediately downstream of the treatment system. | Herrera 2003 outfall survey (spreadsheet updated 2009); Emerald Services SWPPP
L0919 | P2A-A | 2053 | Private SD | 2.881 | East | RM 2.8 East | EAA-3: Slip 4 | 30-inch | Concrete | 47.5345 | -122.3205 | -2.13 | 0022000005 | Boeing Plant 2 | The Boeing Company | WAR000482 (Boeing Plant 2) | Part of the BP2 North Stormwater System. Located in Slip 4. Identified as No. 1-499A on BP2 SWPPP Map. One of two adjacent discharge pipes that make up BP2 Outfall A. Drains runoff from Building 2-122 and the surrounding area (approximately 25.6 acres) on the north side of Boeing Plant 2. | Boeing Plant 2 Site Map (provided with 2019 Request for Coverage); Boeing Plant 2 SWPPP (2010)
L0920 | P2A-B | 2052 | Private SD | 2.882 | East | RM 2.8 East | EAA-3: Slip 4 | 30-inch | Concrete | 47.5345 | -122.3205 | -2.82 | 0022000005 | Boeing Plant 2 | The Boeing Company | WAR000482 (Boeing Plant 2) | Part of the BP2 North Stormwater System. Located in Slip 4. Identified as No. 1-499B on BP2 SWPPP Map. One of two adjacent discharge pipes that make up BP2 Outfall A. Drains runoff from Building 2-122 and the surrounding area (approximately 25.6 acres) on the north side of Boeing Plant 2. | Boeing Plant 2 Site Map (provided with 2019 Request for Coverage); Boeing Plant 2 SWPPP (2010)
L1001 | P2B | P2B | Private SD | 3.04 | East | RM 2.8-3.7 East | EAA-4: Boeing Plant 2 to Jorgensen Forge | 30-inch | PVC | 47.5326 | -122.3182 | 5.89 | 0022000005 | Boeing Plant 2 | The Boeing Company | WAR000482 (Boeing Plant 2) | Part of the BP2 North Stormwater System. Identified on BP2 SWPPP Map as Outfall No. 304 (Outfall "B"), a 30" PVC outfall with tileflex valve. (Note: Outfall B was previously identified as an inactive 18-inch concrete outfall; it is unclear whether this is the same or different outfall.) | Boeing Plant 2 Site Map (provided with 2019 Request for Coverage)
L1002 | P2C | 3022 | Private SD | 3.07 | East | RM 2.8-3.7 East | EAA-4: Boeing Plant 2 to Jorgensen Forge | 8-inch | PVC | 47.5323 | -122.3177 | 6.69 | 0022000005 | Boeing Plant 2 | The Boeing Company | WAR000482 (Boeing Plant 2) | Part of the BP2 North Stormwater System. Identified on BP2 SWPPP Map as Outfall No. 6-633 (Outfall "C"). | Boeing Plant 2 Site Map (provided with 2019 Request for Coverage)
L1004 | P2D | 3024 | Private SD | 3.1 | East | RM 2.8-3.7 East | EAA-4: Boeing Plant 2 to Jorgensen Forge | 10-inch | Cast Iron | 47.532 | -122.3172 | 6.69 | 0022000005 | Boeing Plant 2 | The Boeing Company | WAR000482 (Boeing Plant 2) | Part of the BP2 North Stormwater System. Identified on BP2 SWPPP Map as Outfall No. 7-631 (Outfall "D"). | Boeing Plant 2 Site Map (provided with 2019 Request for Coverage)
L1006 | P2E | P2E | Private SD | 3.15 | East | RM 2.8-3.7 East | EAA-4: Boeing Plant 2 to Jorgensen Forge | 6-inch | Cast Iron | 47.5316 | -122.3165 | 7.4 | 2185000005 | Boeing Plant 2 Parking | The Boeing Company | WAR000482 (Boeing Plant 2) | Part of the BP2 North Stormwater System. Identified on BP2 SWPPP Map as Outfall No. 8-628 (Outfall "E") | Boeing Plant 2 Site Map (provided with 2019 Request for Coverage)
L1007 | P2F | 3026 | Private SD | 3.17 | East | RM 2.8-3.7 East | EAA-4: Boeing Plant 2 to Jorgensen Forge | 8-inch | PVC | 47.5313 | -122.316 | 7.03 | 2185000005 | Boeing Plant 2 Parking | The Boeing Company | WAR000482 (Boeing Plant 2) | Part of the BP2 North Stormwater System. Identified on BP2 SWPPP Map as Outfall No. 9-627 (Outfall "F") | Boeing Plant 2 Site Map (provided with 2019 Request for Coverage)
L1008 | P2G | 3027 | Private SD | 3.2 | East | RM 2.8-3.7 East | EAA-4: Boeing Plant 2 to Jorgensen Forge | 10-inch | Cast Iron | 47.5311 | -122.3156 | 6.97 | 2185000005 | Boeing Plant 2 Parking | The Boeing Company | WAR000482 (Boeing Plant 2) | Part of the BP2 North Stormwater System. Identified on BP2 SWPPP Map as Outfall No. 10-626 (Outfall "G") | Boeing Plant 2 Site Map (provided with 2019 Request for Coverage)
L1012 | 16th Avenue S SD (W) | 3032 | City SD (Tukwila) | 3.303 | East | RM 2.8-3.7 East | EAA-4: Boeing Plant 2 to Jorgensen Forge | 12-inch | Ductile iron | 47.5301 | -122.314 | 6.61 | 2185000005 | Boeing Plant 2 Parking | The Boeing Company | WAR045544 (Tukwila City - Municipal SW Phase II Western WA GP), WAR044503 (Seattle City - Municipal SW Phase I GP); WAR000482 (Boeing Plant 2) | Outfall drains both public roadways and part of Boeing Plant 2. Drains an area about 4.9 acres of Plant 2, and about 3.2 acres of Seattle MS4. Located partly withiin the South Park bridge construction area. Total drainage area is 11.5 acres. Note that the BP2 SWPPP Map identifies 2 outfalls at approximately this location, identified as "City of Seattle Bridge Outfall" and "King County Bridge Outfall." | Seattle SCIP2 [12418]; Boeing Plant 2 Site Map (provided with 2019 Request for Coverage)
L1016.5 | P26 | P26 | Private SD | 3.35 | East | RM 2.8-3.7 East | EAA-4: Boeing Plant 2 to Jorgensen Forge | No information | No information | 47.5293 | -122.3135 | No information | 332404HYDR | NA | NA | WAR000482 (Boeing Plant 2) | Part of the BP2 South Stormwater System. North basin; installed during remediation of shoreline at BP2. Coordinates provided in Boeing's 2019 Request for Coverage appear to be incorrect; coordinates assigned based on map location. | Corrective Measure Implementation Report [11039]; 2019 Request for Coverage and SWPPP Map
L1031.5 | P33 | P33 | Private SD | 3.49 | East | RM 2.8-3.7 East | EAA-4: Boeing Plant 2 to Jorgensen Forge | No information | No information | 47.5281 | -122.3113 | No information | 332404HYDR | NA | NA | WAR000482 (Boeing Plant 2) | Part of the BP2 South Stormwater System. Central basin storm drain outfall; installed during remediation of shoreline at BP2. Coordinates provided in Boeing's 2019 Request for Coverage appear to be incorrect; coordinates assigned based on map location. | Corrective Measure Implementation Report [11039]; 2019 Request for Coverage and SWPPP Map
L1037.5 | P36 | P36 | Private SD | 3.51 | East | RM 2.8-3.7 East | EAA-4: Boeing Plant 2 to Jorgensen Forge | No information | No information | 47.5276 | -122.3105 | No information | 332404HYDR | NA | NA | WAR000482 (Boeing Plant 2) | Part of the BP2 South Stormwater System. South basin storm drain outfall; installed during remediation of shoreline at BP2. Coordinates provided in Boeing's 2019 Request for Coverage appear to be incorrect; coordinates assigned based on map location. | Corrective Measure Implementation Report [11039]; 2019 Request for Coverage and SWPPP Map
L1043 | Z | 2056 | City SD (Tukwila) | 3.57 | East | RM 2.8-3.7 East | EAA-4: Boeing Plant 2 to Jorgensen Forge | 36-inch | RCP (concrete) | 47.5273 | -122.3098 | 1.43 | 0001600020 | Boeing Plant 2 | The Boeing Company | WAR045544 (Tukwila City - Municipal SW Phase II Western WA GP), possibly WAR000482 (Boeing Plant 2) | Located just north of BP2/Jorgensen Forge property line. City of Tukwila storm drain; city drainage enters the BP2 property from offsite. Reconfigured as part of the remedial action at BP2. Also includes drainage from outdoor traffic areas on the southern portion of the facility to the southern and eastern facility boundaries. Not listed as a discharge location in the BP2 2019 Request for Coverage, but shown on SWPPP Map as Outfall No. 36-130 (Outfall "Z"). | Corrective Measure Implementation Report [11039]; 2019 Request for Coverage and SWPPP Map
L1054 | 2065 | 2065 | Private SD | 3.68 | East | RM 2.8-3.7 East | EAA-4: Boeing Plant 2 to Jorgensen Forge | 18-inch | Concrete | 47.5258 | 122.3084 | 6.5 | 0001600023 | Jorgensen Forge | Star Forge LLC | WAR003231 (Jorgensen Forge Corp) | All surface drainage and roof runoff are conveyed to below ground catch basins and to a central stormwater collection pump vault, where water is pumped to a stormwater treatment system and finally discharged to the LDW via this outfall (JOR-003). A SW Treatment System Engineering Report was submitted in May 2014 and approved by Ecology in July 2015. | Jorgensen Forge SWPPP (Mar 2012); Jorgensen Forge SW Treatment System Engineering Report (May 2014)
L1102 | KCIA SD#2 | 2062 | County SD/City EOF | 3.78 | East | RM 3.7-3.9 East | EAA-6: Boeing Isaacson/Central KCIA | 48-inch | CMP | 47.5243 | -122.3076 | 4.91 | 0007400033 | Boeing Thompson Site | The Boeing Company | WAR044501 (King County - Municipal SW Phase I GP), WA0031682 (Seattle CSO); 3 upstream permits: WAR000343 (King County Int Airport); WAR305886 (Mente 8075 Aviation Facility); WAR000434 (UPS Boeing Field). | KCIA #2 drains approximately 237 acres of the central portion of KCIA, including portions of the flightline, airport and tenant deicing operations, and tenant fueling operations. Tenants - West Side: KCIA Midfield Hangars & Tiedowns, Parking Lot 13, King County Elections, GDH-1 Hangar, FAA Control Tower, and the southern tip of NBF. Tenants - East Side: BFI Holdings/Aeroflight, Wings Aloft, Clay Lacy, BAX Global, Airwest Sales, ABX Air/DHL, Nordstrom, Galvin Flying, Hangar Holdings, Ameriflight, UPS, former Aerocopters Site, former Fedex/Western Metals. This outfall also serves as an EOF for Seattle Pump Station 78 (EOF 78; identified in EAA-6 SCAP as EOF 45). | KCIA SWPPP; EAA-6 SCAP
L1103 | 2061 | 2061 | Private SD | 3.79 | East | RM 3.7-3.9 East | EAA-6: Boeing Isaacson/Central KCIA | 24-inch | Steel | 47.5243 | -122.3076 | 5.32 | 0007400033 | Boeing Thompson Site | The Boeing Company | WAR000148 (BoeingThompson Site) | Identified as TS2 in Boeing Thompson SWPPP. Drainage to this outfall includes all of the Boeing Isaacson site, the northern half of Bldg 14-01, the paved parking areas north of Bldg 14-01, and the site access point on the east side of the property. | Boeing Thompson SWPPP
L1104 | 2077 | 2077 | Private SD | 3.88 | East | RM 3.7-3.9 East | EAA-6: Boeing Isaacson/Central KCIA | 21-inch | Steel | 47.523 | -122.3071 | 6.88 | 0007400033 | Boeing Thompson Site | The Boeing Company | WAR000148 (BoeingThompson Site) | Identified as TS1 in Boeing Thompson SWPPP. Drainage to this outfall include the southern half of Bldg 14-01, the paved access road on the south side of Bldg 14-01, the wooden fire suppression water tank and the main loading/unloading area west of Bldg 14-01. In addition, drainage from five catch basins along the paved shoulder on the west side of East Marginal Way S flow into this storm drain system near the main gate. | Boeing Thompson SWPPP
L1202 | 2075 | 2075 | Private SD | 3.9 | East | RM 3.9-4.3 East | Slip 6 | 32-inch | No information | 47.5228 | -122.307 | 13.44 | 5422600060 | Insurance Auto Auctions | Centerpoint 8801 Marginal | WAR308683 (Insurance Auto Auctions) | Referred to as North Outfall (No. 1) in Insurance Auto Auctions (IAA) SWPPP. Slip 6 Data Gaps Report identified this as "Storm North." Drains a 15-acre area on the north end of the property, including 58 catch basins, 11 manholes, plus roof drains Formerly under PACCAR-Seattle stormwater permit SO3001784 (2000 to 2003). Sampling indicated exceedances of COCs in water and solids.Stormwater system cleaned in 2004. Pipe from CB74 to lift station was lined in 2006. In 2008, a Vortechs and Stormfilter pretreatment system and was installed at this outfall. During high flow events, stormwater bypasses the Vortechs unit and passes through an old separator/lift station prior to discharge to the LDW. | Insurance Auto Auctions SWPPP; Slip 6 Data Gaps Report
L1204 | 2073 | 2073 | Private SD | 3.98 | East | RM 3.9-4.3 East | Slip 6 | 18-inch | Concrete | 47.5215 | -122.3065 | 6.99 | 5422600060 | Insurance Auto Auctions | Centerpoint 8801 Marginal | WAR308683 (Insurance Auto Auctions) | Referred to as Central Outfall (No. 3) in IAA SWPPP. Slip 6 Data Gaps Report identified this as "Storm South." Drains an area about 9 acres, including 25 catch basins and 6 manholes. Sampling indicated exceedances of COCs in water and solids. Stormwater system cleaned in 2004. In 2008, a Vortechs and Stormfilter pretreatment system was installed at this outfall. During high flow events, stormwater bypasses the Vortechs unit and passes through an old separator/lift station prior to discharge to the LDW. | Insurance Auto Auctions SWPPP; Slip 6 Data Gaps Report
L1208 | KCIA SD#1 | 2080 | County SD | 4.16 | East | RM 3.9-4.3 East | Slip 6 | 30-inch | Riveted steel | 47.5198 | -122.3025 | 6.99 | 5624201038 | Boeing Developmental Center | The Boeing Company | WAR044501 (King County - Municipal SW Phase I GP); 2 upstream permits: WAR000343 (King County Int Airport), WAR127177 (Charles Air Hangar - Starbucks), WAR308683 (Insurance Auto Auctions) | Outfall is located on Boeing parcel. Drainage is from south-central KCIA, plus IAA Outfall No. 4 (South Outfall), which discharges to this pipe at SDMH-S(7), just upstream of the outfall to the LDW. SPU lists 114 acres of city drainage to this outfall. The KCIA subbasin includes a portion of the flightline, SW Hangars & Tiedowns area, Southeast Tie-Downs, and two tenants (King County Sheriff Guardion One and part of the Ameriflight lease area). Includes 3 oil-water separators and one wet vault. About 9 acres of IAA vehicle storage area, including 9 catch basins and 7 manholes, drains to this outfall via a Stormfilter unit. IAA has discontinued operations at the site as of late 2019; discharge status is unknown. | KCIA SWPPP; SPU SCIP2 [12418], Insurance Auto Auctions Site Map
L1209 | DC15 | 2081 | Private SD | 4.19 | East | RM 3.9-4.3 East | Slip 6 | 30-inch | Concrete | 47.5193 | -122.3019 | 3.71 | 5624201032 | Boeing Developmental Center | The Boeing Company | WAR000146 (Boeing Developmental Center)) | Drains 6.86 acres of BDC and 5.96 acres of the Museum of Flight (formerly Boeing) parcel. It drains most of the roof of Bldgs 9-77, 9-05, and 9-07; a large water storage tank; and extensive parking and paved storage areas. Runoff passess through an oil-water separator prior to discharge. Outfall discharge identified in BDC SWPPP as "medium." | BDC SWPPP; July 2019 BDC Request for Coverage; June 2019 BDC Site Map
L1210 | DC14 | 2082 | Private SD | 4.22 | East | RM 3.9-4.3 East | Slip 6 | 24-inch | Concrete | 47.5185 | -122.304 | 5.07 | 5624201032 | Boeing Developmental Center | The Boeing Company | WAR000146 (Boeing Developmental Center)) | Drains 6.10 acres, including the roof of the north half of Bldg 9-08, large paved parking and roadway areas around the bldg, planted areas, and a greenbelt corridor on the western property boundary adjacent to the LDW. Outfall discharge identified by Boeing as "medium." | BDC SWPPP; July 2019 BDC Request for Coverage; June 2019 BDC Site Map
L1301 | DC13 | 2089 | Private SD | 4.35 | East | RM 4.3-4.9 East | Boeing Developmental Center | 24-inch | Concrete | 47.5165 | -122.3043 | 5.63 | 5624201032 | Boeing Developmental Center | The Boeing Company | WAR000146 (Boeing Developmental Center)) | Drains 8.19 acres including the roof of Bldg 9-12, half of 9-08, and a small protion of the south end of Bldg 9-77, plus paved areas around these buildings. It also drains planted areas in a greenbelt corridor next to the LDW. Runoff discharges to the LDW via an oil-water separator. Discharge identified in BDC SWPPP as "medium." | BDC SWPPP; July 2019 BDC Request for Coverage; June 2019 BDC Site Map
L1302 | DC12 | 2088 | Private SD | 4.37 | East | RM 4.3-4.9 East | Boeing Developmental Center | 36-inch | Concrete | 47.5161 | -122.3042 | 4.76 | 5624201032 | Boeing Developmental Center | The Boeing Company | WAR000146 (Boeing Developmental Center)) | Drains 13.86 acres, including a large narrow portion of the site, N of the area drained by DC11, running from E to W boundaries of the facility. It drains some or all of the roof areas of Bldgs 9-53, 9-55, 9-52 (paint booth, hazardous materials), 9-51 (facilities maintenance), 9-43, 9-48, 9-49, and 9-54. It also drains paved areas around these buildings, plus a pedestrian corridor. Runoff is collected into a centralized SD system discharges to the LDW via four oil-water separators. Discharge identified in BDC SWPPP as "large." | BDC SWPPP; July 2019 BDC Request for Coverage; June 2019 BDC Site Map
L1303 | DC18 | DC18 | Private SD | 4.38 | East | RM 4.3-4.9 East | Boeing Developmental Center | 6-inch | PVC | 47.516 | -122.3042 | 12.34 | 5624201032 | Boeing Developmental Center | The Boeing Company | WAR000146 (Boeing Developmental Center)) | DC18. Drains 0.20 acre, including one catch basin from the parking lot northwest of Bldg 9-99. Discharge identified in BDC SWPPP as "very small." | BDC SWPPP; July 2019 BDC Request for Coverage; June 2019 BDC Site Map
L1304 | DC11 | 2087 | Private SD | 4.4 | East | RM 4.3-4.9 East | Boeing Developmental Center | 30-inch | Concrete | 47.5156 | -122.3046 | 0.01 | 5624200990 | Boeing Developmental Center | Desimone Trust Boeing | WAR000146 (Boeing Developmental Center)) | Drains 10.63 acres, including a narrow but long portion running across the middle of the site from E to W boundaries. It drains half the roof areas of Bldgs 9-99 and 9-53 (R&D, office) and small Bldgs 9-42 and 9-55, plus extensive parking and driving areas and the main driving entry to the site. Runoff discharges to the LDW via an oil-water separator. Discharge identified in BDC SWPPP as "very large." | BDC SWPPP; July 2019 BDC Request for Coverage; June 2019 BDC Site Map
L1306 | DC10 | 2085 | Private SD | 4.45 | East | RM 4.3-4.9 East | Boeing Developmental Center | 36-inch | Concrete | 47.5151 | -122.3041 | 6.84 | 0003400018 | Boeing Developmental Center | The Boeing Company | WAR000146 (Boeing Developmental Center)) | Drains 4.01 acres, including half of the roof of Bldgs 9-98 and 9-99 (R&D, paint area), plus paved areas around these buildings. Runoff flows through an oil-water separator prior to discharge. Discharge identified in BDC SWPPP as "medium." | BDC SWPPP; July 2019 BDC Request for Coverage; June 2019 BDC Site Map
L1307 | DC9 | 2090 | Private SD | 4.56 | East | RM 4.3-4.9 East | Boeing Developmental Center | 36-inch | Concrete | 47.5138 | -122.3033 | 4.26 | 0003400018 | Boeing Developmental Center | The Boeing Company | WAR000146 (Boeing Developmental Center)) | Drains 26.35 acres, approximately one-fourth of the site, including a wide range of eares from the E to W boundaries of the facility. Drains half of roof areas of Bldg 9-101 and 9-120; and roof areas of office buildings, cafeteria, boilers, shipping/receiving, clinic, hazardous material/waste, and data destroy buildings. Also drains paved areas around these buildings and small planted areas. Runoff is collected into an extensive SD system with passes through an oil-water separator prior to discharge. Discharge identified in BDC SWPPP as "very large." | BDC SWPPP; July 2019 BDC Request for Coverage; June 2019 BDC Site Map
L1308 | DC8 | DC8 | Private SD | 4.72 | East | RM 4.3-4.9 East | Boeing Developmental Center | 12-inch | Ductile iron | 47.513 | -122.3021 | 10.15 | 0003400018 | Boeing Developmental Center | The Boeing Company | WAR000146 (Boeing Developmental Center)) | Drains 0.74 acre, including half of the paved area west of Bldg 9-120 from a series of catch basins. Discharge identified in BDC SWPPP as "small." | BDC SWPPP; July 2019 BDC Request for Coverage; June 2019 BDC Site Map
L1309 | DC7 | DC7 | Private SD | 4.74 | East | RM 4.3-4.9 East | Boeing Developmental Center | No information | No information | 47.5129 | -122.3016 | No information | 0003400018 | Boeing Developmental Center | The Boeing Company | WAR000146 (Boeing Developmental Center)) | Drains 0.26 acre, including part of the paved area west of Bldg 9-120 from one catch basin. Discharge identified in BDC SWPPP as "very small." | BDC SWPPP; July 2019 BDC Request for Coverage; June 2019 BDC Site Map
L1310 | DC6 | DC6 | Private SD | 4.76 | East | RM 4.3-4.9 East | Boeing Developmental Center | No information | No information | 47.5129 | -122.3014 | No information | 0003400018 | Boeing Developmental Center | The Boeing Company | WAR000146 (Boeing Developmental Center)) | Drains 0.09 acre, including part of the paved area west of Bldg 9-120 from one catch basin. Discharge identified in BDC SWPPP as "very small." | BDC SWPPP; July 2019 BDC Request for Coverage; June 2019 BDC Site Map
L1310.5 | DC19 | DC19 | Private SD | 4.78 | East | RM 4.3-4.9 East | Boeing Developmental Center | No information | No information | 47.5128 | -122.3011 | No information | 0003400018 | Boeing Developmental Center | The Boeing Company | WAR000146 (Boeing Developmental Center)) | New drainage area; no information available. | July 2019 BDC Request for Coverage; June 2019 BDC Site Map
L1311 | DC5 | 2091 | Private SD | 4.8 | East | RM 4.3-4.9 East | Boeing Developmental Center | 30-inch | CMP | 47.5128 | -122.3004 | 1.74 | 0003400018 | Boeing Developmental Center | The Boeing Company | WAR000146 (Boeing Developmental Center)) | Drains 3.08 acres, including the SW corner of the roof of Bldg 9-101, all of Bldgs 9-80, 9-85, and 9-102, plus paved areas around buildings. Discharges to LDW via an oil-water separator. Discharge identified in BDC SWPPP as "small." | BDC SWPPP; July 2019 BDC Request for Coverage; June 2019 BDC Site Map
L1401 | DC17 | 2092 | Private SD | 4.84 | East | RM 4.9 East | EAA-7: Norfolk CSO/SD | Culvert | NA | 47.5127 | -122.299 | 6.54 | 0003400018 | Boeing Developmental Center | The Boeing Company | WAR000146 (Boeing Developmental Center)) | Drains 0.28 acre, including the southwest corner of the Bldg 9-101 roof, and approximately half of the roof areas of Bldgs 9-140 and 9-130, plus the parking and roadway areas around portions of these buildings. Discharge identified in BDC SWPPP as "small." | BDC SWPPP; July 2019 BDC Request for Coverage; June 2019 BDC Site Map
L1402 | DC4 | 2097 | Private SD | 4.86 | East | RM 4.9 East | EAA-7: Norfolk CSO/SD | Culvert | NA | 47.5125 | -122.2991 | 9.91 | 0003400018 | Boeing Developmental Center | The Boeing Company | WAR000146 (Boeing Developmental Center)) | Drains 1.4 acres, including a small roof portion of the SW corner of Bldg 9-101, half the roof of Bldgs 9-140 and 9-130, and parking/driving areas around these buildings. Discharge identified in BDC SWPPP as "very small." | BDC SWPPP; July 2019 BDC Request for Coverage; June 2019 BDC Site Map
L1403 | DC16 | DC16 | Private SD | 4.88 | East | RM 4.9 East | EAA-7: Norfolk CSO/SD | 6-inch | Ductile iron | 47.5125 | -122.2986 | 11.19 | 0003400018 | Boeing Developmental Center | The Boeing Company | WAR000146 (Boeing Developmental Center)) | Drains 0.055 acre, including a small roof portin of the southwest corner of Bldg 9-14 and pavement/planted areas around the building. Discharge identified in BDC SWPPP as "very small." | BDC SWPPP; July 2019 BDC Request for Coverage; June 2019 BDC Site Map
L1404 | DC3 | 2096 | Private SD | 4.9 | East | RM 4.9 East | EAA-7: Norfolk CSO/SD | 6-inch | Ductile iron | 47.5124 | -122.2981 | 9.8 | 0003400018 | Boeing Developmental Center | The Boeing Company | WAR000146 (Boeing Developmental Center)) | Drains 0.8 acre, including a portion of the roofs of Bldgs 9-140 and 9-130, plus the pavement and planted areas around the buildings and a small landscaped area. Discharge identifed in BDC SWPPP as "small." Outfall is shown on SWPPP map but not listed in July 2019 Request for Coverage. | BDC SWPPP; July 2019 BDC Request for Coverage; June 2019 BDC Site Map
L1405 | DC2 | 2093 | Private SD | 4.91 | East | RM 4.9 East | EAA-7: Norfolk CSO/SD | 24-inch | Concrete | 47.5122 | -122.2977 | 4.87 | ROW | NA | NA | WAR000146 (Boeing Developmental Center)) | Boeing South SD (outfall DC2). Bank is riprap with moderate slope. Collects runoff from 12.5 acres, including the roof of Bldg 9-110 and a portion of the roof of Bldg 9-101, and from parking areas and roadways adjacent to these buildings. Stormwater is collected into a primary SD line, which runs through part of the south end of the BDC property before it discharges via a 24-inch concrete pipe to the LDW. PCBs were detected in 2001 up to 16,700 mg/kg DW; pipe was cleaned in 2002. A sediment trap/oil-water separator was installed in this drain upstream of manhole MH2 in 2003. Discharge identified in BDC SWPPP as "large." | BDC SWPPP; July 2019 BDC Request for Coverage; June 2019 BDC Site Map
L1407 | Norfolk CSO/SD | 2095 | City SD (Tukwila) | 4.94 | East | RM 4.9 East | EAA-7: Norfolk CSO/SD | 84-inch | Steel | 47.5119 | -122.2973 | 2.73 | 0423049016 | Boeing Vacant Land | The Boeing Company | WAR045544 (Tukwila City - Municipal SW Phase II Western WA GP), WAR044501 (King County - Municipal SW Phase I GP), WA0031682 (Seattle CSO); WAR000146 (Boeing Developmental Center); 7 upstream permits: WAR000343 (King County Int Airport); WAR000146 (Boeing Developmental Center); WAR000150 (Boeing Military Flight Center); WAR125005 (MacDonald Miller Facility Solutions Fab Shop); WAR307006 (MV Transportation Seattle), WAR125421 (Nelson Trucking Co 9777), WAR125646 (Special Asphalt Products Inc), WAR125358 (Steeler, Inc.). | According to SPU, this outfall is owned by the city of Tukwila, and functions as a city SD. The outfall is also King County’s Norfolk CSO (044). Seattle Public Utilities also operates an EOF (PS17) that discharges through this outfall. Finally, during low flow, treated stormwater from the WSDOT I-5 drainage system merges with runoff from the S Norfolk CSO/EOF/SD and discharges through this outfall. Boeing Outfall DC1 (WAR000146) carries stormwater from 11.76 acres of parking areas, roadways, truck inspection area, and South Yard storage area in the southernmost portion of the BDC property; it connects to the Norfolk CSO/SD at a point just upstream of the outfall after passing through an oil-water separator. Discharge identified in BDC SWPPP as "very large." According to SPU, the CSO basin is 1,060 acres, and the separated SD basin is 769 acres. | SPU Draft Duwamish SC Plan (Nov 2013); BDC Data Gaps Report; LDWG Comments on Ecology Upriver Source Control FAQ, May 16, 2011; BDC SWPPP; Seattle SCIP2 [12418]
L1413 | I5 SD at S Ryan St | I5 SD at S Ryan St | WSDOT SD | 5.18 | East | RM 4.9 East | EAA-7: Norfolk CSO/SD | 60-inch | Steel gate, concrete apron and retaining wall | 47.51 | -122.2928 | No information | 0423049047 | Boeing Vacant Land | The Boeing Company | WAR043000 (WA DOT Municipal SW GP) | Highway drainage is routed to a stormwater wet pond with a serpentine swale. Low flows go through the pond; higher flows are bypassed and discharge directly to the LDW via the I5 SD at S Ryan St outfall. Treated runoff merges with the S Norfolk/MLK Way drainage system and discharges via the S Norfolk CSO/EOF/SD (Outfall 2095). The S Norfolk system has a high flow bypass back into the WSDOT system just south of the Associated Grocers building. During large storms, untreated runoff from I-5, treated runoff from I-5, and untreated runoff from the S Norfolk/MLK subbasin are discharged through this outfall. Drainage area is about 529 acres, including the areas overlapping with the S Norfolk CSO/EOF/SD (Outfall 2095). | LDWG Comments on Ecology Upriver Source Control FAQ, May 16, 2011; Seattle SCIP2 [12418]
L1501 | 8132 | 8132 | Port SD | -0.1 | West | RM 0.0-1.0 West | Spokane Street to Kellogg Island | No information | No information | 47.5695 | -122.3523 | No information | 7666703440 | Gen Const/Wright Schuchart | Port of Seattle | WAR044701 (Port of Seattle - Municipal SW Phase I GP) | Located on Port of Seattle Terminal 103. Maps indicate that this outfall discharges stormwater generated at General Construction, a tenant of the Port. General Construction does not have a NPDES permit based on its SIC code. | Spokane Street to Kellogg Island Data Gaps Report
L1502 | 8133 | 8133 | Port SD | -0.05 | West | RM 0.0-1.0 West | Spokane Street to Kellogg Island | No information | No information | 47.5691 | -122.3518 | No information | 7666703440 | Gen Const/Wright Schuchart | Port of Seattle | WAR044701 (Port of Seattle - Municipal SW Phase I GP) | Presence of Outfall 8133 has not been confirmed; the presumed location under a pier cannot be safely accessed (Data Gaps Report). Located on Port of Seattle Terminal 103. Maps indicate that this outfall discharges stormwater generated at General Construction, a tenant of the Port. General Construction does not have a NPDES permit based on its SIC code. | Spokane Street to Kellogg Island Data Gaps Report
L1503 | 8134 | 8134 | Ditch | 0.03 | West | RM 0.0-1.0 West | Spokane Street to Kellogg Island | NA | Armor rock | 47.5685 | -122.3508 | NA | 7666703440 | Gen Const/Wright Schuchart | Port of Seattle | WAR002227 (Glacier Northwest Aggregates) | Outfall located on Port of Seattle Terminal 103. Stormwater flows through a French drain channel to a metal sheetwall and weir at the eastern end of the channel, which provides detention/retention (CalPortland 2009 [7481]). The drainage outfall is constructed of armor rock. | CalPortland 2009 [7481]
L1505 | SW Dakot St SD | 2149 | City SD | 0.02 | West | RM 0.0-1.0 West | Spokane Street to Kellogg Island | 30-inch | No information | 47.568 | -122.3536 | 8.85 | 7666703460 | Port | Seattle Port of | WAR044503 (Seattle City - Municipal SW Phase I GP) | The SW Dakota Street SD drains an area of approximately 47 acres. An additional 9 acres drains to the constructed channel that discharges to the LDW downstream (east) of the City's outfall. The outfall is located on Port property at Terminal 105 Park. | Seattle SCIP2 [12418]Spokane Street to Kellogg Island Data Gaps Report (Sep 2012)
L1506 | 2148 | 2148 | Port SD | 0.04 | West | RM 0.0-1.0 West | Spokane Street to Kellogg Island | 12-inch | CPE | 47.568 | -122.3524 | 7.97 | 7666703460 | Port | Seattle Port of | WAR044701 (Port of Seattle - Municipal SW Phase I GP) | Stormwater is transported to the LDW via Outfall 2233 (channel). The outfall located on Port property at Terminal 105 Park. According to the Spokane-Kellogg SCAP, discharges from Encore Oils (former Pacific Rendering) and Ferguson Construction etner the channel through this outfall. | Spokane Street to Kellogg Island Data Gaps Report
L1507 | 2150 | 2150 | Port SD | 0.07 | West | RM 0.0-1.0 West | Spokane Street to Kellogg Island | 18-inch | CPE | 47.5678 | -122.3514 | 7.61 | 7666703460 | Port | Seattle Port of | WAR044701 (Port of Seattle - Municipal SW Phase I GP) | Stormwater is transported to the LDW via Outfall 2233 (channel). The outfall located on Port property at Terminal 105 Park.According to the Spokane-Kellogg SCAP, discharges from Encore Oils (former Pacific Rendering) and Ferguson Construction enter the channel through this outfall. | Spokane Street to Kellogg Island Data Gaps Report
L1508 | 2233 | 2233 | Ditch | 0.13 | West | RM 0.0-1.0 West | Spokane Street to Kellogg Island | NA | NA | 47.5673 | -122.3504 | 4 | 7666703460 | Port | Seattle Port of | WAR044701 (Port of Seattle - Municipal SW Phase I GP) | This outfall represent the mouth of the channel, downstream of the SW Dakota St SD. | Spokane Street to Kellogg Island Data Gaps Report (Sep 2012)
L1509 | 2232 | 2232 | Port SD | 0.2 | West | RM 0.0-1.0 West | Spokane Street to Kellogg Island | 18-inch | CPE | 47.5663 | -122.3504 | 6 | 7666703532 | Seg from 76667035300 | Port of Seattle | WAR044701 (Port of Seattle - Municipal SW Phase I GP) | Located on Port of Seattle Terminal 105. Ferguson Enterprises appears to discharge through this outfall, per the Data Gaps Report. | Spokane Street to Kellogg Island Data Gaps Report
L1510 | SW Idaho St SD | 2147 | City SD | 0.27 | West | RM 0.0-1.0 West | Spokane Street to Kellogg Island | 72-inch | Concrete | 47.5653 | -122.3495 | 1.67 | 7666703540 | Bermington Steel Scrap Yard | General Recycling of Washin | WAR044503 (Seattle City - Municipal SW Phase I GP); one upland permit: WAR000474 (FogTite Inc) | SW Idaho Street SD basin covers approximately 423 acres, including portions of General Recycling of Washington. | Seattle SCIP2 [12418]; Spokane Street to Kellogg Island Data Gaps Report (Sep 2012); FogTite SWPPP (Jan 2012)
L1514 | 2157 | 2157 | Private SD | 0.35 | West | RM 0.0-1.0 West | Spokane Street to Kellogg Island | 24-inch | Concrete | 47.5641 | -122.3485 | 4.78 | 7666703630 | Port-Terminal 105 | General Recycling of Washin | WAR002341 (General Recycling of Washington) | Drainage area is approximately 14.9 acres at the General Recycling site. The facility has implemented chemical stormwater treatment. | 2019 General Recycling Request for Coverage and Site Map; Spokane Street to Kellogg Island Data Gaps Report
L1515 | Duwamish West CSO | Siphon-West CSO | County CSO/EOF | 0.42 | West | RM 0.0-1.0 West | Spokane Street to Kellogg Island | 36-inch | No information | 47.5632 | -122.3483 | No information | 7666703630 | Port-Terminal 105 | General Recycling of Washin | WA0029181 (King County West Point WWTP) | The Duwamish West CSO basin covers approximately 860 acres. The CSO is an overflow relief structure associated with the Duwamish Siphon, which directs flows from the west side of the LDW to the Duwamish Pump Station on the east side of the LDW. | Spokane Street to Kellogg Island Data Gaps Report
L1516 | 2226 | 2226 | Creek | 0.48 | West | RM 0.0-1.0 West | Spokane Street to Kellogg Island | NA | NA | 47.5621 | -122.3497 | 1 | 7666703670 | Herrings House Park | Seattle City of DPR | None identified | This creek discharges to the LDW at Herrings House Park.
L1521 | South Ops Ctr SD | South Ops Ctr SD | City SD | 0.49 | West | RM 0.0-1.0 West | Spokane Street to Kellogg Island | 30-inch | No information | 47.5617 | -122.3502 | No information | 7666703670 | Herrings House Park | Seattle City of DPR | WAR044503 (Seattle City - Municipal SW Phase I GP) | Runoff from SPU's South Operations Center (4500 West Marginal Way SW) passes through a presettling vault and an oil/water separator before discharging to the LDW via this outfall. SPU began operations at this site in 2019; it was formerly the Grayline/Evergreen Bus Company site. | Seattle SCIP2 [12418]
L1607 | 5003 | 5003 | Private SD | 1.224 | West | RM 1.0-1.3 West | Kellogg Island to Lafarge Cement | 32-inch | CMP | 47.5524 | -122.3423 | 6 | 1924049003 | Lafarge | Lafarge Corp | WAR000033 (The Chemithon Corp) | This outfall discharges from the Chemithon property via a 30-inch pipe across the Lafarge site to Lafarge Outfall #7. Also referred to as Lafarge 007. | Kellogg Island to Lafarge SCAP; Chemithon SWPPP
L1608 | 5004 | 5004 | Private SD | 1.226 | West | RM 1.0-1.3 West | Kellogg Island to Lafarge Cement | 28-inch | CMP | 47.5524 | -122.3423 | 6 | 1924049003 | Lafarge | Lafarge Corp | WA0002232 (Lafarge PNW Inc.) | This is currently the only active discharge to the LDW from the Lafarge facility. Stormwater is treated via an electrocoagulation system prior to discharge. Also referred to as Lafarge 008. | Kellogg Island to Lafarge SCAP
L1701 | 5005 | 5005 | Private SD | 1.228 | West | RM 1.3-1.6 West | Glacier Bay | 48-inch | Concrete | 47.5523 | -122.3424 | 4 | 1924049026 | Alaska Marine Lines | 5600 W Marginal Way SW Seat | WAR001365 (Alaska Marine Lines Seattle Termina) | This outfall is presumed to be the one identified in Alaska Marines Lines' permit as Outfall DP-1 (Alaska Marine LInes SWPPP, May 2012).Outfall DP-1 drains approximately 20% of the site (Zone B, per SWPPP). SW passes through four sand filters along the north edge of the property before discharge. Two catch basins near the north docks also connect to this outfall. | Alaska Marine Lines SWPPP (Dec 2015)
L1704 | AML-DP2 | AML-DP2 | Private SD | 1.31 | West | RM 1.3-1.6 West | Glacier Bay | No information | No information | 47.5511 | -122.3419 | No information | 1924049026 | Alaska Marine Lines | 5600 W Marginal Way SW Seat | WAR001365 (Alaska Marine Lines Seattle Termina) | This outfall drains a portion of the central site area (Zone A) via a series of catch basins and sand filters. Drainage converges at a manhole and is discharged via a SW main pipeline at this outfall (identified as DP-2 in the permit). | Alaska Marine Lines SWPPP (Dec 2015)
L1712 | 2130 | 2130 | Private SD | 1.43 | West | RM 1.3-1.6 West | Glacier Bay | 15-inch | Ductile iron | 47.5495 | -122.3416 | 9.2 | 1924049029 | Glacier Northwest | Glacier Northwest Inc | WAG503378 (West Marginal Way Site) | SW from the Glacier Northwest 5902 West Marginal property (the southern 2/3 of the Glacier Northwest site) flows to the north to a conveyance swale. The swale has a series of catchments and pumps which transfer water from the swale into five onsite water storage tanks. Water in the tanks can be held for later release into the swale, or can be processed through a water filtration press and released into the swale. Water which reaches the end of the swale is discharged in the LDW through this outfall. Water from cement terminal operations to the north (Glacier Northwest 5900 West Marginal) also flows into the swale and ultimately discharges at this location. | Glacier Northwest SWPPP (Mar 2012)
L1801 | 2128 | 2128 | Port SD | 1.49 | West | RM 1.6-2.1 West | Terminal 115 | 18-inch | Concrete | 47.5484 | -122.3415 | -2.36 | 1924049029 | Glacier Northwest | Glacier Northwest Inc | WAR044701 (Port of Seattle - Municipal SW Phase I GP) | According to the Terminal 115 SCAP, this is a Port SD but the outfall is on Glacier Northwest property. Identifed as POS 6133. Herrera identified this as a 15-inch corrugated metal pipe. The Terminal 115 SCAP lists it as an 18-inch concrete pipe. Outfall was not observed during 2006 Phoinix survey [5959] and is not addressed as part of Northland Services' SW permit. Additional information is needed. | Terminal 115 SCAP; Phoinix 2006 [5959]; Herrera 2003 outfall survey; Northland Services 2016 SWPPP.
L1802 | SW Kenny St SD/T115 CSO | 2127 | City SD / County CSO | 1.52 | West | RM 1.6-2.1 West | Terminal 115 | 48-inch | Concrete | 47.5482 | -122.3406 | -0.33 | 5367202505 | Port Terminal 115 / Seafreeze | Port of Seattle | WAR044503 (Seattle City - Municipal SW Phase I GP), WA0029181 (King County West Point WWTP); WAR000471 (Northland Services Inc Seattle), WAR001365 (Alaska Marine Lines Seattle Terminal) | Referred to by the Port as POS 6132. Herrera identified this as a 48-inch concrete pipe during the 2003 outfall survey. Phoinix (2006) identified this as a 36-inch concrete pipe [5959]. The Kenny St SD basin is approximately 154 acres; the T115 CSO basin is approximately 110 acres. Also discharges stormwater from Northland Services drainage area DA-5 (employee parking; about 2 acres). Updated drawings in the Alaska Marine Lines December 2015 SWPPP show water discharges to this storm drain from their Container Freight Station and General Offices (CFS-GO) at 5615 West Marginal Way SW. | Terminal 115 SCAP; Phoinix 2006 [5959]; Herrera 2003 outfall survey; Alaska Marine Lines Dec 2015 SWPPP; Seattle SCIP2 [12418]; Northland Services Request for Coverage and site map
L1803 | 6146 | 6146 | Port SD | 1.62 | West | RM 1.6-2.1 West | Terminal 115 | 24-inch | Concrete | 47.547 | -122.3395 | Unknown | 5367202505 | Port Terminal 115 / Seafreeze | Port of Seattle | WAR044701 (Port of Seattle - Municipal SW Phase I GP); WAR000471 (Northland Services Inc Seattle) | This outfall is associated with Northland Services drainage area 4 (DA-4); about 18.6 acres. Identified as POS 6146. This is one of four drainage areas currently identified at Northland Services (DA-1, DA-3, DA-4, and DA-5). | Terminal 115 SCAP; Phoinix 2006 [5959]; Northland Services 2016 SWPPP
L1804 | 2220 | 2220 | Port SD | 1.77 | West | RM 1.6-2.1 West | Terminal 115 | 20-inch | Concrete | 47.545 | -122.3388 | 3 | 5367202505 | Port Terminal 115 / Seafreeze | Port of Seattle | WAR044701 (Port of Seattle - Municipal SW Phase I GP); WAR000471 (Northland Services Inc Seattle) | This outfall is associated with Northland Services drainage area 3 (DA-3); about 31.5 acres. Identified as POS 6153. This is one of four drainage areas currently identified at Northland Services (DA-1, DA-3, DA-4, and DA-5). In addition, DA-1 and DA-6 were consolidated into this drainage area in 2016. | Northland Services 2016 SWPPP; 2019 Site Map; Phoinix 2006 [5959]; Herrera 2003 outfall survey
L1806 | Highland Park Wy SW SD | 2125 | City SD | 1.815 | West | RM 1.6-2.1 West | Terminal 115 | 72-inch | Concrete | 47.5436 | -122.338 | -3.87 | 5367202505 | Port Terminal 115 / Seafreeze | Port of Seattle | WAR044503 (Seattle City - Municipal SW Phase I GP); 2 upland permits: WAR000471 (Northland Services Inc Seattle), WAR001897 (Pioneer Industries) | Drainage area is approximately 296 acres. Referred to by the Port as POS 6162. Outfall identified in the Northland Services site map as SWD1 (drainage area DA-1); about 12.3 acres on Terminal 115. | Seattle SCIP2 [12418]; Northland Services 2016 SWPPP; 2016 Site Map provided with 2019 Request for Coverage
L1807 | 2124 | 2124 | Port SD | 1.817 | West | RM 1.6-2.1 West | Terminal 115 | 18-inch | Concrete-lined DI | 47.5436 | -122.338 | 6.49 | 5367202505 | Port Terminal 115 / Seafreeze | Port of Seattle | WAR044701 (Port of Seattle - Municipal SW Phase I GP); WAR000471 (Northland Services Inc Seattle) | This outfall is identified on a 2016 Site Map as a "bypass-only" outfall from the Northland Services facility (SWD2). This was historically identified as Drainage Area 2 (DA-2); DA-2 was consolidated into DA-3 in 2016, but is stilll shown as an active outfall on the Site Map. Identified as POS 6163. | 2016 Site Map provided with 2019 Request for Coverage
L1808 | 2122 | 2122 | Port SD | 1.91 | West | RM 1.6-2.1 West | Terminal 115 | 24-inch | Concrete | 47.5432 | -122.3371 | 10.49 | 5367202505 | Port Terminal 115 / Seafreeze | Port of Seattle | WAR044701 (Port of Seattle - Municipal SW Phase I GP); WAR127040 (Michigan Street Facility); WAR308432 (Orca Bay Foods) | According to the Terminal 115 SCAP, this outfall drains the eastern and southern portions of the Seafreeze facility (also permitted as Orca Bay Foods). Identified as POS 6165. | Terminal 115 SCAP (Oct 2011); 2019 Requests for Coverage and site maps
L1810 | West Michigan CSO | 2506 | County CSO | 2.03 | West | RM 1.6-2.1 West | Terminal 115 | 36-inch | Concrete | 47.5416 | -122.3351 | 0 | 302404HYDR | NA | NA | WA0029181 (King County West Point WWTP) | The West Michigan CSO basin is approximately 200 acres in size. | Terminal 115 SCAP
L1901 | 2505 | 2505 | WSDOT SD | 2.05 | West | RM 2.1 West | 1st Avenue S Storm Drain | 12-18-inch | CMP | 47.5414 | -122.335 | 7 | ROW | NA | NA | WAR043000 (WA DOT Municipal SW GP) | This outfall is believed to be a bridge drain. Additional information is needed from WSDOT.
L1902 | 2512 | 2512 | WSDOT SD | 2.07 | West | RM 2.1 West | 1st Avenue S Storm Drain | 4-inch | ABS | 47.5412 | -122.3348 | -2 | ROW | NA | NA | WAR043000 (WA DOT Municipal SW GP) | This outfall is believed to be a bridge drain. Additional information is needed from WSDOT.
L1903 | 1st Ave S SD (W) | 1st Ave S SD | WSDOT SD | 2.085 | West | RM 2.1 West | 1st Avenue S Storm Drain | Channel | NA | 47.5407 | -122.3348 | NA | ROW | NA | NA | WAR043000 (WA DOT Municipal SW GP); 10 upstream permits: WAR124991 (First Student Inc #12125 - 1st Ave S); WAR011078 (Valence Surface Technologies - Seattle); WAR011800 (Samson Tug & Barge Detroit Ave SW); WAR125959 (Christensen, Inc. Detroit Ave); WAR000737 (South Recycle & Disposal Station); WAR125583 (South Transfer Station ISW); WAR000617 (Standard Steel Fabricating Co Inc); WAR000582 (Waste Management Seattle Hauling Co); WAR000581 (Eastmont Transfer Station); WAR303257 (SHA South Operations Facility) | Stormwater in the 1st Avenue S SD basin is transported via underground pipes and surface ditches to a series of wetlands, which discharge to the LDW under the 1st Avenue S bridge. According to SPU, this drainage basin is approximately 606 acres. | 1st Avenue S SD Data Gaps Report (SAIC 2012 [7704]); Seattle SCIP2 [12418]
L1904 | 2507 | 2507 | WSDOT SD | 2.09 | West | RM 2.1 West | 1st Avenue S Storm Drain | 8-inch | Steel | 47.5406 | -122.3347 | 18 | ROW | NA | NA | WAR043000 (WA DOT Municipal SW GP) | This outfall is believed to be a bridge drain. Need additional information from WSDOT to verify.
L1905 | 2510 | 2510 | WSDOT SD | 2.12 | West | RM 2.1 West | 1st Avenue S Storm Drain | 8-inch | PVC | 47.5398 | -122.335 | 17 | ROW | NA | NA | WAR043000 (WA DOT Municipal SW GP) | This outfall is believed to be a bridge drain. Need additional information from WSDOT to verify.
L2001 | 2508 | 2508 | Private SD | 2.121 | West | RM 2.1-2.2 West | EAA-2: Trotsky Inlet | Swale | NA | 47.5406 | -122.3342 | 10 | ROW | NA | NA | WAR127039 (Alaska Marine Lines 7100 1st Ave) | SW drainage from the northwest portion of the Douglas Management site is transported to the LDW through a drainage swale that discharges at this location. Facility is also known as Alaska Marine Lines Yard 2 and Douglas Management Dock. | Douglas Mgmt Company Supplemental Data Gaps Report (SAIC 2008 [4093])
L2003 | 2509 | 2509 | WSDOT SD | 2.123 | West | RM 2.1-2.2 West | EAA-2: Trotsky Inlet | 12-inch | Concrete | 47.5404 | -122.3342 | 11 | ROW | NA | NA | WAR043000 (WA DOT Municipal SW GP) | This outfall is believed to be a bridge drain. Need additional information from WSDOT to verify. | Douglas Mgmt Company Supplemental Data Gaps Report (SAIC 2008 [4093])
L2005 | 2nd Ave S SD | 2118 | Private SD | 2.22 | West | RM 2.1-2.2 West | EAA-2: Trotsky Inlet | 24-inch | Concrete | 47.5391 | -122.333 | 1.06 | 2924049108 | Industrial Container Services | Trotsky, Herman + Jacqualine | Upstream: WAR044503 (Seattle City - Municipal SW Phase 1 GP) | Outfall Type was changed from City SD to Private SD on 3/11/2013 at the direction of Rick Thomas, based on information provided by Beth Schmoyer (SPU) that indicates that the outfall and associated piping were installed by Trotsky. Receives discharge from city-owned stormwater collection system. According to SPU, the upstream end of the private pipe is 36-inches diameter. Drainage basin is approximately 38 acres, including 18.4 acres of city drainage. This outfall is not permitted. | SPU Draft Duwamish SC Plan (Nov 2013); Seattle SCIP2 [12418]
L2008 | B1 | Boyer-1 | Private SD | 2.35 | West | RM 2.1-2.2 West | EAA-2: Trotsky Inlet | 8-inch | PVC | 47.5383 | -122.3302 | No information | 6871200210 | Boyer Alaska Barge Line | Boyer Towing | WAR005598 (Boyer Logistics Inc) | According to the May 2012 SWPPP, this outfall only discharges during "extreme overflow conditions". SW is normally pumped to a treatment system (installed in January 2012), then discharged to the LDW at Outfall B2 (Boyer-2). There was a pipe sock on the end of this outfall during SAIC's 2011 outfall sediment sampling. Photo taken at this time also shows a stream entering the LDW just to the north of this outfall. | Boyer Towing SWPPP (2012); Boyer Towing Supplemental Data Gaps Report (SAIC 2009 [4094]).
L2009 | B2 | Boyer-2 | Private SD | 2.365 | West | RM 2.1-2.2 West | EAA-2: Trotsky Inlet | No information | No information | 47.538 | -122.33 | No information | 6871200210 | Boyer Alaska Barge Line | Boyer Towing | WAR005598 (Boyer Logistics Inc) | Discharge from StormwateRx treatment system, per May 2012 Boyer Towing SWPPP. | Boyer Towing SWPPP (2012); Boyer Towing Supplemental Data Gaps Report (SAIC 2009 [4094]).
L2010 | 2115 | 2115 | Private SD | 2.37 | West | RM 2.1-2.2 West | EAA-2: Trotsky Inlet | 8-inch | PVC | 47.538 | -122.3299 | 8.28 | 6871200210 | Boyer Alaska Barge Line | Boyer Towing | WAR005598 (Boyer Logistics Inc) | According to the May 2012 SWPPP, this outfall only discharges during "extreme overflow conditions". SW is normally pumped to a treatment system (installed in January 2012), then discharged to the LDW at outfall B2 (Boyer-2).There was a pipe sock on the end of this outfall during SAIC's 2011 outfall sediment sampling. | Boyer Towing SWPPP (2012); Boyer Towing Supplemental Data Gaps Report (SAIC 2009 [4094]).
L2011 | 2114 | 2114 | Private SD | 2.44 | West | RM 2.1-2.2 West | EAA-2: Trotsky Inlet | 6-inch | Concrete | 47.5374 | -122.329 | 6.8 | 6871200210 | Boyer Alaska Barge Line | Boyer Towing | WAR005598 (Boyer Logistics Inc) | According to the May 2012 SWPPP, this outfall only discharges during "extreme overflow conditions". SW is normally pumped to a treatment system (installed in January 2012), then discharged to the LDW at Outfall B2 (Boyer-2) | Boyer Towing SWPPP (2012); Boyer Towing Supplemental Data Gaps Report (SAIC 2009 [4094]).
L2101 | S Webster St SD | 2113 | City SD | 2.63 | West | RM 2.2-3.4 West | Riverside Drive | 6-inch | Concrete | 47.5356 | -122.3263 | 6.23 | 292404HYDR | NA | NA | WAR044503 (Seattle City - Municipal SW Phase I GP) | Outfall is located at the end of S Webster Street. Outfall serves one catch basin on S Riverside Drive. | Seattle SCIP2 [12418]
L2102 | 7th Avenue S SD | 2112 | City SD | 2.71 | West | RM 2.2-3.4 West | Riverside Drive | 72-inch | No information | 47.5346 | -122.3251 | -2.31 | 7327905350 | Hurlen Const | 700 S Riverside Drive LLC | WAR044503 (Seattle City - Municipal SW Phase I GP); 4 active upstream permits: WAR010782 (Machinists Inc 5th Ave); WAR011741 (Marine Lumber Service Inc); WAR000763 (Machinists Inc Plant 5); WAR301516 (Pacific Pile & Marine Main Yard) | Outfall drains approximately 238 acres. As of Dec 2010, SPU planned to clean the 7th Avenue S SD system prior to building the South Park Pump Station and Water Quality Facility (PS/WQF), which involves construction of a pump station to allow the SD to function under all tidal and storm conditions. A treatment system will also be installed. Construction was scheduled for 2011-2012 but has been delayed. Current status unknown; needs to be updated. | Riverside Drive SCAP; Seattle SCIP2 [12418]
L2103 | 8th Avenue CSO | 2107 | County CSO | 2.83 | West | RM 2.2-3.4 West | Riverside Drive | 36-inch | Reinforced concrete | 47.5336 | -122.3226 | -3.06 | 292404HYDR | NA | NA | WA0029181 (King County West Point WWTP) | Located at 8th Avenue S Park. CSO basin covers approx. 2,980 acres. This CSO did not discharge between 1997 and 2009; a total of 18 gallons was discharged during one event iin October 2010. | Riverside Drive SCAP; King County SCIP
L2107 | 2110 | 2110 | Private SD | 2.92 | West | RM 2.2-3.4 West | Riverside Drive | 15-inch | Concrete | 47.5327 | -122.3216 | 7.71 | 7327903645 | Silver Bay Logging | Silver Bay Logging Inc | WAR308860 (American Gypsum Recycling Kenyon) | Independent Metals formerly operated on this parcel (WAR009725). | Riverside Drive SCAP
L2109 | 3037 | 3037 | County SD | 3.22 | West | RM 2.2-3.4 West | Riverside Drive | 18-inch | Corrugated metal | 47.5299 | -122.3165 | 8.61 | ROW | NA | NA | WA0029181 (King County West Point WWTP) | Near end of S Southern Street. Currently active, according to Riverside Drive SCAP. | Riverside Drive SCAP
L2201 | 16th Ave S SD (W) | 2215 | County SD | 3.37 | West | RM 3.4-3.8 West | EAA-5: Terminal 117 | 12-inch | Corrugated metal | 47.5285 | -122.3142 | 11 | 322404HYDR | NA | NA | WAR044501 (King County - Municipal SW Phase I GP) | Drains approximately 1.3 acres of Seattle ROW. | Seattle SCIP2 [12418]
L2203 | 2214 | 2214 | Private SD | 3.5 | West | RM 3.4-3.8 West | EAA-5: Terminal 117 | 12-inch | Corrugated metal | 47.5272 | -122.3121 | 9 | 0001600001 | South Park Marina | South Park Marina Ltd Partn | WAG030045 (South Park Marina) | Stormwater from three catch basins on the South Park Marina property flows through a 3,000-gallon oil/water separator and a StormwateRx filtration system (new in 2009) prior to discharge. | South Park Marina SWPPP (May 2012)
L2204.5 | 17th Ave S SD | 17th Ave S SD | City SD | 3.51 | West | RM 3.4-3.8 West | EAA-5: Terminal 117 | 18-inch | HDPE | 47.5271 | -122.3119 | No information | 0001600044 | Port of Seattle | Port of Seattle | WAR044503 (Seattle City - Municipal SW Phase I GP) | New outfall constructed as part of Removal Action for Adjacent Streets and Stormwater portion of remedial action; outfall became active in August 2016. See Removal Action Design Report [12257] for additional details. Outfall drains approx. 2.9 acres of right-of-way and properties adjacent to the right-of-way. These areas historically drained to the LDW via sheet flow or entered via outfalls on the POS and South Park Marina properties. SPU estimates annual discharge will be 1.8 acre-feet/year. | T-117 Adjacent Streets and Stormwater Removal Action Construction and Completion Report [11084]. Final Joint Long-Term Monitoring and Maintenance Plan [11520]
L2205 | 2212 | 2212 | Port SD | 3.58 | West | RM 3.4-3.8 West | EAA-5: Terminal 117 | 6-inch | PVC | 47.5267 | -122.3108 | 10.38 | 0001600044 | Port of Seattle | Port of Seattle | WAR044701 (Port of Seattle - Municipal SW Phase I GP) | A biofiltration swale under-drain collects stormwater to a 6-inch diameter outfall pipe which discharges stormwater behind the sheet pile surrounded mid-bank area of Terminal 117. A one-way valve at the end of the pipe prevents river water from flowing up the pipe. | T117 Long Term SW Control and Monitoring Plan [12422]
L2210 | SP5 | SP5 | Private SD | 3.71 | West | RM 3.4-3.8 West | EAA-5: Terminal 117 | 6-inch | Steel | 47.5253 | -122.3099 | 2.9 | 7883608601 | Boeing South Park | The Boeing Company | WAR001009 (Boeing South Park) | Outfall A (Basin 4) on facility storm drain map. Basin 4 drains approximately 3.7 acres of parking lot in the north portion of the facility. | Boeing South Park SD map [12421]
L2211 | 2103 | 2103 | Private SD | 3.74 | West | RM 3.4-3.8 West | EAA-5: Terminal 117 | 10-inch | Concrete | 47.5247 | -122.3096 | 3.3 | 7883608601 | Boeing South Park | The Boeing Company | WAR001009 (Boeing South Park) | Outfall B (Basin 3) on facility storm drain map. Also referred to as SP4. Basin 3 drains approximately 1.1 acre of roof, parking lot, and storage lot runoff. This appears to be the same as the 12-inch concrete pipe described in Herrera's 2003 outfall survey (372W). Field sampling by SAIC in 2011 confirmed that 2103 and SP-4 are the same outfall. | Boeing South Park SD map [12421]; Boeing South Park 2010 SWPPP [9641]; Herrera 2003 outfall survey [00066]; SAIC 2011 Outfall Data Report [10902]
L2212 | SP3 | SP3 | Private SD | 3.81 | West | RM 3.4-3.8 West | EAA-5: Terminal 117 | 8-inch | Concrete | 47.5237 | -122.3093 | 5.6 | 7883608601 | Boeing South Park | The Boeing Company | WAR001009 (Boeing South Park) | Outfall C (Basin 2) on facility storm drain map. Basin 2 drains approximately 4.4 acres in the center portion of the facility. | Boeing South Park SD map [12421]
L2301 | SP2 | SP2 | Private SD | 3.86 | West | RM 3.8-4.2 West | Sea King Industrial Park | Spillway | Concrete | 47.523 | -122.3091 | 16.5 | 7883608603 | Boeing South Park | The Boeing Company | WAR001009 (Boeing South Park) | Outfall D (Basin 9) on facility storm drain map. Basin 9 drains approximately 2.5 acres in the south-central portion of the facility. | Boeing South Park SD map [12421]
L2302 | 2102 | 2102 | Private SD | 3.88 | West | RM 3.8-4.2 West | Sea King Industrial Park | NA | Ditch | 47.5225 | -122.3089 | NA | 7883608603 | Boeing South Park | The Boeing Company | WAR001009 (Boeing South Park) | Outfall E (Basin 1) on facility storm drain map. Also referred to as SP1. According to the SWPPP, roof and yard runoff is directed into open, grass-lined ditches. These ditches drain to Outfall SP1 through a grassy, treed vegetative strip at the very SE corner of the site prior to discharge into the LDW. This appears to be the same location shown in Herrera's 2003 outfall photos as a drainage channel (373W).This outfall is monitored under the ISGP. | Boeing South Park SD map [12421]; Boeing South Park 2010 SWPPP [9641]; Herrera 2003 outfall survey [00066]
L2303 | S Director St | S Director St | Creek | 3.91 | West | RM 3.8-4.2 West | Sea King Industrial Park | NA | Creek | 47.5221 | -122.3098 | Unknown | 0001600060 | Sea King Industrial Park | National Industrial Holding | None identified | According to King County, the creek is located on Sea King Industrial Park property from the ROW at 15th Ave S to the outfall. Drainage appears to be solely from the three Sea King Industrial Park parcels. | Source Control Status Report 2018 [12420]
L2304 | 2101 | 2101 | No information | 3.95 | West | RM 3.8-4.2 West | Sea King Industrial Park | 18-inch | Concrete | 47.5217 | -122.3087 | 8.16 | 0001600060 | Sea King Industrial Park | National Industrial Holding | None identified | Stormwater near Bldgs 1 and 2 at Sea King Industrial Park flows to catch basins and then is conveyed to a series of 3 settling ponds. Outfall 2101 is connected to the third, northernmost settling pond. The SD solids sampling report prepared for EPA in 2012 indicates that the SD structures associated with this outfall are owned and operated by King County, however King County disagrees. | SAIC 2013 [10373]
L2306 | S 96th St SD | 2100 | Private SD | 4.15 | West | RM 3.8-4.2 West | Sea King Industrial Park | 72-inch | CMP | 47.5187 | -122.3082 | 4.55 | 1600061 | Duwamish Yacht Club | Mellon Trust of WA-Desimone | WAR044501 (King County - Municipal SW Phase I GP), WAR044503 (Seattle City - Municipal SW Phase I GP); 13 additional upland permits: WAR125038 (Absolute German), WAR000154 (Ace Galvanizing Inc 96th), WAG030091 (Delta Marine Industries Inc), WAR003120 (Gary Merlino Consturction Office BD), WAG503282 (Icon Materials Seattle Asphalt), WAR001949 (Industrial Automation Inc), WAR000650 (North American Auto Transportation Inc), WAR301509 (Old Dominion Freight Line Inc), WAR125474 (Pacific Industrial Supply Co Inc), WAR000264 (PSF Mechanical Inc), WAR002142 (Puget Sound Coatings), WAR301372 (Samson Tug & Barge South Park Facility), WAR125565 (Security Contractor Services Inc). | King County's S 96th Street SD basin consists of open ditches, culverts, wetlands, and piped storm drains in the S 95th Street and S 96th Street systems. Flow from the two systems merge at S 95th Street, east of SR99. Flow is conveyed 500 feet eastward and discharges to the LDW via Outfall 2100, located on property owned by Duwamish Yacht Club. The basin encompasses approximately 1,100 acres. Also receives discharges from Seattle-owned stormwater collection system (99 acres). | Ecology 2013 [9652]; Seattle SCIP2 [12418]
L2401 | Hamm Creek | 2205 | Creek | 4.32 | West | RM 4.2-5.8 West | Restoration Areas | Creek | NA | 47.5165 | -122.3068 | NA | 5624200931 | Seattle City Light - Public Utility | Seattle City Light | None identified | Discharge point for the south fork of Hamm Creek. No upstream WQ permits. Located just north of the SCL Duwamish Substation (Property No. 24021).
L2402 | DuwSD#3 | DuwSD#3 | City SD | 4.39 | West | RM 4.2-5.8 West | Restoration Areas | 8-inch | Concrete | 47.5155 | -122.3066 | Unknown | 5624200931 | Seattle City Light - Public Utility | Seattle City Light | WAR044503 (Seattle City - Municipal SW Phase I GP) | Drains 1.9 acres at the Duwamish substation property. | Seattle SCIP2 [12418], Leidos 2015 [10948]
L2403 | 2098 | 2098 | City SD | 4.45 | West | RM 4.2-5.8 West | Restoration Areas | 8-inch | Concrete | 47.5147 | -122.3059 | 4.22 | 5624200930 | City Light Power Substation | Seattle City Light | WAR044503 (Seattle City - Municipal SW Phase I GP) | Drains 1.0 acre at the Duwamish substation property. Also referred to as SD#2. | Seattle SCIP2 [12418], Leidos 2015 [10948]
L2404 | 2099 | 2099 | City SD | 4.48 | West | RM 4.2-5.8 West | Restoration Areas | 8-inch | Concrete | 47.5143 | -122.3057 | 5.4 | 5624200930 | City Light Power Substation | Seattle City Light | WAR044503 (Seattle City - Municipal SW Phase I GP) | Drains 0.6 acre at the Duwamish substation property. Also referred to as SD#1. | Seattle SCIP2 [12418], Leidos 2015 [10948]
L2405 | W Marginal Pl S SD | 2200 | City SD (Tukwila) | 4.55 | West | RM 4.2-5.8 West | Restoration Areas | 30-inch | Concrete | 47.5132 | -122.3059 | -0.2 | 042304HYDR | NA | NA | WAR045544 (Tukwila City - Municipal SW Phase II Western WA GP) | Drains >4.9 acres along SR-99, including from the southwest corner of the SCL Duwamish substation | Seattle SCIP2 [12418], Leidos 2015 [10948]
L2406 | 2201 | 2201 | City SD (Tukwila) | 4.58 | West | RM 4.2-5.8 West | Restoration Areas | 36-inch | CMP | 47.5127 | -122.3059 | 4.94 | 042304HYDR | NA | NA | WAR045544 (Tukwila City - Municipal SW Phase II Western WA GP) | The Restoration Areas SCAP identifies this as a WSDOT outfall, which appears to convey drainage from SR-99. No additional information was available. | Ecology 2013 [9157]
L2407 | Ditch #1 | Ditch #1 | Ditch | 4.73 | West | RM 4.2-5.8 West | Restoration Areas | Ditch | NA | 47.5102 | -122.3024 | NA | 042304HYDR | NA | NA | None identified | Stormwater from the northwestern portion of Turning Basin 3 appears to discharge via this ditch. No additional information was available. | Ecology 2013 [9157]
L2408 | Ditch #2 | Ditch #2 | Ditch | 4.9 | West | RM 4.2-5.8 West | Restoration Areas | Ditch | NA | 47.5114 | -122.2987 | NA | 042304HYDR | NA | NA | None identified | Stormwater from the Boeing Employees Activity Center parking lot appears to discharge to the LDW via this ditch. No additional information was available. | Ecology 2013 [9157]

## 2-Permits
Leidos ID | Outfall ID | Permit No. | Permit Type | Permit Effective Dates | Permittee | WQ Name | Facility Site Name | FSID | SIC Code | Facility Address | Discharge Point | Discharge Point Coords | Discharge Type | Permit Notes | Monitoring Point | Monitoring Point Coords | Monitoring Parameters | Benchmark Exceedances in past 3 years? | No. Benchmark Exceedances (past 3 years) | Benchmark Exceedance Parameters | Effluent Exceedances in past 3 years? | No. Effluent Exceedances (past 3 years) | Effluent Violation Parameters | Ecology Action within 5 years | Most Recent WQ Inspection | Monitoring Notes | Date Updated
L0201 | S Nevada SD | WAR010569 | Industrial SW GP | 4/24/2008 - 12/31/2024 | ITS ConGlobal | ITS ConGlobal | ConGlobal Industries | 8410932 | 7699 (Repair Services, NEC) | 1 S Idaho Street | Outfall 004 (S Nevada Street SD) | Outfall 004: 47.56590, -122.34595 | Public Storm Drain | Outfall 004 as shown on the facility's 2016 site map is the S Nevada Street SD. Outfall 004 drains the intermodal equipment storage area at T106 North. The outfall is shown on the site map provided with the 2019 Request for Coverage, but is not listed as a discharge location. | Not monitored | NA | NA | NA | NA | NA | No | NA | NA | Informal Action - Letter (11/16/2018) | 2016-10-20 | This discharge does not currently appear to be monitored. | 2020-06-18
L0202 | 2155 | WAR000139 | Industrial SW GP | 12/22/1992 - 12/31/2024 | Alaskan Copper Works | Alaskan Copper Works | Alaskan Copper Works | 28644225 | 3498 (Fabricated Pipe and Fittings), 3443 (Fabricated Plate Work - Boiler Shops) | 3200 6th Avenue S | D03, D10, D05, D06, D07, D08, D09, D96 | D03: 47.574425, -122.32579; D10: 47.573615, -122.32608; D05: 47.574355, -122.325806; D06: 47.574333, -122.325768; D07: 47.573792, -122.324806; D08: 47.573727, -122.325838; D09: 47.573761, -122.325793; D95: 47.57366, -122.32579 | Public Storm Drain | The 2019 Request for Coverage lists 8 discharge poionts to the LDW; 2 of these are monitored. | D03, D10 | D03: 47.574428, -122.32579; D10: 47.573615, -122.32608 | copper, lead, zinc, TSS, turbidity, TPH, O&G, pH | Yes | 2020 (2), 2019 (4), 2018 (7), 2017 (5) | copper (12), zinc (6) | Yes | 2017 (1) | TSS (1) | Informal Action - Letter (11/16/2018) | 2013-02-14 | CB330102 is no longer monitored as that portion of the property has been leased to a facility that does not perform industrial activities. | 2020-07-30
L0202 | 2155 | WAR000444 | Industrial SW GP | 12/28/1992 - 12/31/2024 | United Parcel Servie Inc. | United Parcel Service WASEA | UPS Seattle Hub | 12477 | 4215 (Courier Services, Except by Air) | 4455 7th Avenue S (The Hub) | Outfalls 2, 3, 4, 6, 7, 8, 9, and 13 | Not provided | Public Storm Drain | 2019 Request for Coverage identifies 8 discharge locations. No coordinates provided. | SP1 (OF13), IM2 (OF2), IM3 (OF3), IM4 (OF4), IM6 (OF6), IM7 (OF7), IM8 (OF8), IM9 (OF9) | SP1: 47.563796, -122.326425; IM2: 47.564147, -122.324459; IM3: 47.563338, -122.324966; IM4: 47.562882, -122.324966; IM6: 47.562185, -122.324805; IM7: 47.562146, -122.324961; IM8: 47.562134, -122.325762; IM9: 47.562293, -122.326476 | copper, zinc, TSS, turbidity, O&G, pH | Yes | 2018 (2) | copper (1), turbidity (1) | Yes | 2019 (5), 2018 (5), 2017 (3) | TSS (3) | Informal Action - Letter (11/16/2018) | 2017-09-12 |  | 2020-06-17
L0202 | 2155 | WAR000930 | Industrial SW GP | 3/12/1993 - 12/31/2024 | Skyline Electric and Mfg Inc | Skyline Electric & Mfg Co Inc | Skyline Electric & Mfg Co Inc | 21118371 | 3444 (Sheet Metalwork), 3613 (Switchgear and Switchboard Apparatus), 3629 (Electrical Industrial Apparatus, NEC), 3699 (Electrical Equipment & Supplies, NEC) | 3619 7th Avenue S | Outfall A-1 | 47.57111, -122.34306 | Public Storm Drain | A CleanWay zinc filter system was installed in September 2011 to treat roof drainage. | A1 | 47.57111, -122.34306 | copper, lead, zinc, TPH, turbidity, O&G, pH | No | NA | NA | No | NA | NA | None | 2019-07-16 |  | 2020-06-18
L0202 | 2155 | WAR001155 | Industrial SW GP | 4/7/1993 - 12/31/2024 | Union Pacific Railroad | Union Pacific Railroad Co Dawson St Argo | Union Pacific Railroad Co Dawson St | 44577768 | 4011 (Railroads, Line-Haul Operating) | 402 S Dawson Street | SW01 | 47.55648, -122.340256 | Public Storm Drain | 2011 SWPPP identifies this facility as UPRR Argo Yard. Two of nine drainage areas at the property (F and B) are regulated under the SW permit. System F receives SW from the areas around the Tractor Maintenance Structure and intermodal ramps N, E, and SE of the building (near S Denver Ave and 2nd Ave S). System B receives SW from the areas around the Packer Maintenance Structure at S Lucile Street and from intermodal ramps N and NW of the building. Systems F and B discharge to the city storm drain along Denver Avenue S. | 001 (Effluent from Treatment System A); 002 (Effluent from Treatment System B); 003 (Effluent from Treatment System F); 004 (Drainage System G); 005 (Drainage System E); 006 (Drainage System H) | 001: 47.55692, -122.32862; 002: 47.55648, -122.34026; 003: 47.55648, -122.34026; 004: 47.55648, -122.34026; 005: 47.55565, -122.32901; 006: 47.55565, -122.32901 | copper, zinc, TSS, turbidity, TPH, O&G, pH | Yes | 2020 (1), 2019 (13) | copper (4), zinc (3), O&G (1), turbidity (6) | Yes | 2019 (3) | TSS (3) | Informal Action - Letter (3/14/2019) | 2019-04-11 | 2019 Request for Coverage indicates only 4 locations are monitored, however 2020 DMR data indicate that all 6 locations are sampled. | 2020-06-18
L0202 | 2155 | WAR004605 | Industrial SW GP | 7/17/2002 - 12/31/2024 | Waste Management of WA, Inc. | WM Alaska Steet Reload Facility | Alaska Street Reload & Recycling | 81491835 | 4212 (Local Trucking, Without Storage) | 70 S Alaska Street | Outfall A | 47.55941, -122.33500 | Public Storm Drain | Stormwater from the southern portion of the property is discharged via an 8-inch pipe (SE corner), to the city SD on 1st Avenue S. Previously, stormwater from the northern portion of the property discharged at Outfall B (NE corner) to city SD line on 1st Avenue S; since 2/26/2009, stormwater in this area has been reused in the wheel wash system and is not discharged. Ecology WQ conducted compliance inspections on 01/20/2015 and 07/25/2017. | Outfall A | 47.55941, -122.33500 | copper, zinc, TSS, turbidity, O&G, pH | No | NA | NA | No | NA | NA | None | 2017-07-25 | Monitoring location is at discharge point. | 2020-06-18
L0202 | 2155 | WAR004614 | Industrial SW GP | 8/12/2002 - 12/31/2024 | Lee & Eastes Tank Lines Inc | Lee & Eastes Tank Lines Inc | Lee & Eastes Tank Lines Airport Way | 2140 | 4213 (Trucking, Except Local), 4231 (Trucking Terminal Facilities) | 2418 Airport Way S | DA1, DA2, DA3, DA4 | DA1: 47.58110, -122.32121; DA2: 47.58122, -122.32122; DA3: 47.58139, -122.32124; DA4: 47.58157, -122.32123 | Public Storm Drain | Based on Site Map submitted with 2019 Request for Coverage, drainage enters the public SD at four locations along Airport Way S. Discharge point coordinates were estimated based on the Site Map. | DA3 | 47.58138, -122.32114 | copper, zinc, TSS, turbidity, O&G, pH | Yes | 2017 (3) | copper (1), turbidity (1), TSS (1) | No | NA | NA | Informal Action - Letter (2016) | 12/12/2018 (Technical Assistance Visit) | 2019 Request for Coverage lists monitoring point as DA2. 1/21/2020 sample point update changes monitoring point to DA3. Location estimated based on Site Map. | 2020-06-18
L0202 | 2155 | WAR009970 | Industrial SW GP | 12/19/2007 - 12/31/2024 | The Lighthouse For The Blind | The Lighthouse For The Blind | Lighthouse For The Blind | 82198634 | 3089 (Plastics Products), 3499 (Fabricated Metal Products) | 2501 S Plum Street | Discharge A | Not provided | Public Storm Drain | Six catch basins are located on the property. Stormwater is discharged to the city SD along the south side of the property (S Hill Street). Discharge coordinates provided in 2019 Request for Coverage are for the middle of the LDW. | 001 (CB-2) | Not provided | copper, lead, zinc, TSS, turbidity, TPH, O&G, pH | Yes | 2018 (5), 2017 (8) | copper (7), lead (1), zinc (2), turbidity (3) | Yes | 2019 (1), 2018 (2), 2017 (2) | TSS (5) | Informal Action - Letter (11/16/2018) | 2020-07-30 | CB-2 is located in the parking lot. Monitoring point coordinates provided in 2019 Request for Coverage are in the middle of the LDW. | 2020-07-31
L0202 | 2155 | WAR010569 | Industrial SW GP | 4/24/2008 - 12/31/2024 | ITS ConGlobal | ITS ConGlobal | ConGlobal Industries | 8410932 | 7699 (Repair Services, NEC) | 1 S Idaho Street | Outfalls 001, 002, 003 (Diagonal Avenue S CSO/SD) | Outfall 001: 47.56313, -122.34478; Outfall 002: 47.56313, -122.34051; Outfall 003: 47.56315, -122.34326 | Public Storm Drain | Stormwater from Outfalls 001, 002, and 003 enter the Diagonal Avenue S SD on S Oregon Street, which discharges to the LDW at Outfall 2155 (Diagonal Avenue S CSO/SD). Outfall 001 drains the main shop area at T106 South; Outfalls 002 and 003 drain the equipment storage areaat T108. | 001 Shop; 002 IERA | Not provided | copper, zinc, TSS, turbidity, O&G, pH | Yes | 2020 (1), 2019 (2) | pH (1), turbidity (2) | Yes | 2019 (1), 2017 (1) | TSS (2) | Informal Action - Letter (11/16/2018) | 2016-10-20 | On 05/02/2016, ConGlobal submitted an ISGP discharge/sample point update form indicating they were no longer sampling their Outfall 003 sample point. | 2020-06-18
L0202 | 2155 | WAR011326 | Industrial SW GP | 11/10/2008 - 12/31/2024 | MacMillan-Piper, Inc | MacMillan Piper Inc Airport Way | MacMillan Piper Inc Airport Way | 2746259 | 4225 (General Warehousing and Storage), 2099 (Food Preparations, NEC) | 655 S Edmunds Street | SMH (South manhole); NWM (Northwest manhole); NEM (Northeast manhole) | SMH: 47.55682, -122.34377; NWM: 47.55680, -122.34373; NEM: 47.55692, -122.34310 | Public Storm Drain | Site map not provided with 2019 Request for Coverage. | SMH (South manhole), TV (treatment vault), NWM (Northwest manhole), NEM (Northeast manhole) | SMH: 47.55682, -122.34377; TV: 47.55682, -122.34377; NWM: 47.55680, -122.34373; NEM: 47.55692, -122.34310 | copper, zinc, TSS, turbidity, O&G, pH, nitrate+nitrite, BOD5, phosphorus | Yes | 2020 (1), 2019 (2), 2018 (3), 2017 (10) | copper (2), zinc (2), BOD5 (1), nitrate+ntrite (6), turbidity (5) | Yes | 2019 (2), 2018 (1), 2017 (4) | TSS (7) | Informal Action - Letter (11/16/2018); Admin Order (8/12/2016) | 2018-11-28 | Monitoring point TV has replaced SMH. SMH still listed in facility's 2019 Request for Coverage as a monitoring point. | 2020-06-18
L0202 | 2155 | WAR125420 | Industrial SW GP | 12/1/2011 - 12/31/2024 | Georgetown Brewing Co | Georgetown Brewing Co | Charles H Lilly Co | 9361279 | 2082 (Malt Beverages) | 5200 Denver Avenue S | 001 | 47.56306, -122.34500 | Public Storm Drain |  | A (Aquip effluent port) | 47.55557, -122.32619 | copper, zinc, TSS, turbidity, O&G, pH, BOD5, nitrate+nitrite, phosphorus | Yes | 2019 (1), 2018 (1), 2017 (2) | copper (3), nitrate+nitrite (1) | No | NA | NA | Admin Order (2/8/2017) | 2016-03-23 |  | 2020-06-19
L0202 | 2155 | WAR301360 | Industrial SW GP | 11/1/2013 - 12/31/2024 | NW Container Services Inc | Northwest Container Seattle Intermodal Yard | Northwest Container Services | 12418 | 4013 (Switching and Terminal Services), 4731 (Freight Transportation Arrangement) | 635 S Edmunds Street | 001 | 47.560280, -122.344444 | Public Storm Drain |  | SP1, SP2 | SP1: 47.56208, -122.32812; SP2: 47.56707, -122.32815 | copper, zinc, TSS, turbidity, TPH, O&G, pH | Yes | 2020 (1), 2018 (8), 2017 (10) | copper (4), zinc (8), turbidity (6), O&G (1) | Yes | 2018 (2), 2017 (1) | TSS (3) | Informal Action - Letter (11/16/2018) | 2018-11-28 |  | 2020-08-03
L0202 | 2155 | WAR301508 | Industrial SW GP | 12/30/2013 - 12/31/2024 | Plymouth Poultry | Plymouth Poultry | Plymouth Poultry Company | 43482351 | 2015 (Poultry Slaughtering and Processing) | 4500 7th Avenue S | 001 | 47.55654, -122.34072 | Public Storm Drain |  | 001 (SW Corner); SD1 | 001: 47.55654, -122.34072; SD1: 47.56263, -122.32347 | copper, zinc,TSS, turbidity, O&G, pH, BOD5, nitrate+nitrite, phosphorus | Yes | 2020 (3), 2019 (2), 2018 (1), 2017 (1) | copper (1), zinc (4), nitrate+ nitrite (2) | No | NA | NA | Informal Action - Letter (2/6/2019) | 2019-06-06 | Monitoring point SD1 added 4/1/2019. | 2020-08-03
L0202 | 2155 | WAR301608 | Industrial SW GP | 2/17/2014 - 12/31/2024 | Recology King County | Recology King County MRF | Washington State Liquor Control Board | 1891210 | 4953 (Refuse Systems), 4212 (Local Trucking, without Storage) | 4401 East Marginal Way S | 001 | 47.56027, -122.34500 | Public Storm Drain | CNE issued 4/15/2010. Coverage under ISGP issued 2/17/2014. New permit; no SWPPP requested or received. Facility to begin operations 3/1/2014. The facility's Notice of Intent lists two discharge points: A - N SW manhole MH-1; and B - South end SW tie-in. Ecology WQ inspection 07/02/2014. | TS1 (Treatment system 1) | 47.56430, -122.34378 | copper, zinc, TSS, turbidity, O&G, pH | Yes | 2017 (2) | copper (1), zinc (1) | No | NA | NA | None | 2018-01-23 |  | 2020-08-03
L0401 | 2244 | WAG503337 | Sand & Gravel GP | 3/4/1988 - 03/31/2021 | Cadman (Seattle) Inc | Cadman Seattle | Cadman Seattle Inc | 70313617 | 3273 (Ready-Mixed Concrete) | 5225 East Marginal Way S | S001 | 47.55486, -122.34121 | LDW Direct | SW is routed through a treatment vault before being pumped to a detention vault. Most SW is consumed in the production of concrete; excess flow is discharged to the sanitary sewer. Overflows can be routed directly to the LDW via Outfall 2244. | S001 | 47.55486, -122.34121 | turbidity, O&G, pH | No | NA | NA | No | NA | NA | Informal Action - Letter (1/24/2017) | 2016-12-06 | Recent DMRs indicate no discharge. | 2020-06-16
L0501 | 2008 | WAR001134 | Industrial SW GP | 12/18/1992 - 12/31/2024 | Ardagh Glass Inc. | Ardagh Glass Inc. | Saint Gobain Containers Inc | 94925241 | 3221 (Glass Containers) | 5801 East Marginal Way S | Outfall 004 | 47.55275, -122.34035 | LDW Direct | Ardagh Glass Outfall 4. Stormwater from the northwest portion of the Ardagh Glass facility discharges to this outfall. Stormwater imporovements made 2015/2016. | 4 | 47.55275, -122.34035 | copper, zinc, TSS, turbidity, TPH, O&G, pH | Yes | 2020 (7), 2019 (20), 2018 (16), 2017 (18) | copper (18), zinc (19), TSS (2), turbidity (22) | Yes | 2020 (5), 2019 (20), 2018 (14), 2017 (6) | TSS (45) | Informal Action - Letter (3/28/2019); Informal Action - Letter (11/16/2018) | 7/9/2019 (ERTS Inspection 9/17/2019) |  | 2020-07-30
L0502 | 2009 | WAR001134 | Industrial SW GP | 12/18/1992 - 12/31/2024 | Ardagh Glass Inc. | Ardagh Glass Inc. | Saint Gobain Containers Inc | 94925241 | 3221 (Glass Containers) | 5801 East Marginal Way S | Outfall 003 | 47.55210, -122.34014 | LDW Direct | Ardagh Glass Outfall 3. Stormwater from the western portion of the Ardagh Glass facility discharges to this outfall. Stormwater imporovements made 2015/2016. | 3 | 47.55210 ,-122.34014 | copper, zinc, TSS, turbidity, TPH, O&G, pH | Yes | 2020 (8), 2019 (18), 2018 (18), 2017 (16) | copper (20), zinc (18), TSS (2), turbidity (20) | Yes | 2020 (7), 2019 (8), 2018 (10), 2017 (6) | TSS (31) | Informal Action - Letter (3/28/2019); Informal Action - Letter (11/16/2018) | 7/9/2019 (ERTS Inspection 9/17/2019) |  | 2020-07-30
L0503 | 2010 | WAR001134 | Industrial SW GP | 12/18/1992 - 12/31/2024 | Ardagh Glass Inc. | Ardagh Glass Inc. | Saint Gobain Containers Inc | 94925241 | 3221 (Glass Containers) | 5801 East Marginal Way S | Outfall 002 | 47.55078, -122.33922 | LDW Direct | Ardagh Glass Outfall 2. Stormwater from the eastern and central portions of the Ardagh Glass facility discharges to this outfall. This outfall is monitored. Stormwater imporovements made 2015/2016. | 2 | 47.55078, -122.33922 | copper, zinc, TSS, turbidity, TPH, O&G, pH | Yes | 2020 (1), 2019 (10), 2018 (20), 2017 (4) | copper (19), zinc (8), turbidity (8) | Yes | 2020 (1), 2019 (2), 2018 (6) | TSS (9) | Informal Action - Letter (3/28/2019); Informal Action - Letter (11/16/2018) | 7/9/2019 (ERTS Inspection 9/17/2019) |  | 2020-07-30
L0504 | 2011 | WAR001134 | Industrial SW GP | 12/18/1992 - 12/31/2024 | Ardagh Glass Inc. | Ardagh Glass Inc. | Saint Gobain Containers Inc | 94925241 | 3221 (Glass Containers) | 5801 East Marginal Way S | Outfall 001 | 47.54996, -122.33885 | LDW Direct | Ardagh Glass Outfall 1. Stormwater from the southern portion of the Ardagh Glass facility discharges to this outfall. Stormwater imporovements made 2015/2016. | 1 | 47.54996, -122.33885 | copper, zinc, TSS, turbidity, TPH, O&G, pH | Yes | 2020 (3), 2019 (16), 2018 (14), 2017 (4) | copper (18), zinc (4), turbidity (15) | Yes | 2020 (2), 2019 (8), 2018 (6) | TSS (16) | Informal Action - Letter (3/28/2019); Informal Action - Letter (11/16/2018) | 7/9/2019 (ERTS Inspection 9/17/2019) |  | 2020-07-30
L0505 | 2013 | WAR000056 | Industrial SW GP | 12/22/1992 - 12/31/2024 | CertainTeed Gypsum | CertainTeed Gypsum Manufacturing | CertainTeed Gypsum Manufacturing | 2253 | 3275 (Gypsum Products) | 5931 East Marginal Way S | 002 | 47.54982, -122.33856 | LDW Direct | Discharge from Certainteed Gypsum drainage area 002 per the 2019 SWPPP. Includes pavement from the north parking lot (non-industrial) and stormwater from the roadway north of Longview Fibre. | Not monitored | NA | NA | NA | NA | NA | NA | NA | NA | Admin Order (1/27/2020) | 2019-02-22 | Outfall is not monitored. | 2020-07-30
L0506 | 2017 | WAR000056 | Industrial SW GP | 12/22/1992 - 12/31/2024 | CertainTeed Gypsum | CertainTeed Gypsum Manufacturing | CertainTeed Gypsum Manufacturing | 2253 | 3275 (Gypsum Products) | 5931 East Marginal Way S | Outfall 4 | 47.54805, -122.33694 | LDW Direct | Discharge from Certainteed Gypsum drainage area 004 per the 2019 SWPPP. Includes pavement within main operational areas, rock dome roof drains, office roof drains, and roof drains from the northern portion of the mill/calcining building. Stormwater drains to 2 catch basins and sump on the east side of the stormwater retention basin. Water from these 3 locations is pumped into the SW retention basin, where it is reclaimed for reuse or treated and discharged. | Outfall 4 | 47.54805, -122.33694 | copper, zinc, TSS, turbidity, O&G, pH | Yes | 2018 (2) | copper (2) | No | NA | NA | Admin Order (1/27/2020) | 2019-02-22 | Samples collected directly from 6-inch diameter PVC pipe located on the LDW shoreline. | 2020-07-30
L0508 | 2015 | WAR000056 | Industrial SW GP | 12/22/1992 - 12/31/2024 | CertainTeed Gypsum | CertainTeed Gypsum Manufacturing | CertainTeed Gypsum Manufacturing | 2253 | 3275 (Gypsum Products) | 5931 East Marginal Way S | 3Ae | 47.54770, -122.33777 | LDW Direct | Discharge from Certainteed Gypsum drainage area 003a per the 2019 SWPPP. Roof drains on the west portion of wallboard manufacturing plant and southern half of mill/calcining building are pumped to a treatment unit on the north side of the facility; overflows discharge via this outfall. The mill/calcining building has galvanized roofing. | 3AE (East Downspout) | 47.54770, -122.33777 | copper, zinc, TSS, turbidity, O&G, pH | No | NA | NA | No | NA | NA | Admin Order (1/27/2020) | 2019-02-22 | No recent DMR data in PARIS. | 2020-07-30
L0509 | 2016 | WAR000056 | Industrial SW GP | 12/22/1992 - 12/31/2024 | CertainTeed Gypsum | CertainTeed Gypsum Manufacturing | CertainTeed Gypsum Manufacturing | 2253 | 3275 (Gypsum Products) | 5931 East Marginal Way S | 3BE | 47.54791, -122.33734 | LDW Direct | Discharge from Certainteed Gypsum drainage area 003b per the 2019 SWPPP. Roof drains on the southrn portion of wallboard manufacturing plant are pumped to a treatment unit on the north side of the facility; overflows discharge via this outfall. No galvanized roofing. | 3BE (East Catch Basin) | 47.54791, -122.33734 | copper, zinc, TSS, turbidity, O&G, pH | No | NA | NA | No | NA | NA | Admin Order (1/27/2020) | 2019-02-22 | No recent DMR data in PARIS. | 2020-07-30
L0602 | GNW-CBP | WAG503191 | Sand & Gravel GP | 12/9/1994 - 03/31/2021 | Glacier NW Inc dba CalPortland | Seattle Plant East Marginal Way | Glacier Northwest East Marginal Way | 95534411 | 3273 (Ready-Mixed Concrete) | 5975 East Marginal Way S | P1 (Outfall GNW-CBP) | 47.54666, -122.33631 | LDW Direct | This outfall is the discharge location for treated process water from the Glacier NW Concrete Batch Plant. Some of the treated process water is recycled to the batch plant; treated water that meets permit limits is discharged to the LDW. All stormwater is co-mingled and treated as process water, and all water is discharged to this outfall, identified in the SWPPP as P1. Ecology WQ Inspection conducted on 3/29/2017. | S001 | 47.54666, -122.33631 | TSS, turbidity, O&G, pH | No | NA | NA | No | NA | NA | None |  | Monitoring point is located at the west end of the barge slip. | 2020-06-16
L0604 | GBD | WAR010447 | Industrial SW GP | 3/20/2008 - 12/31/2024 | General Biodiesel Seattle LLC | General Biodiesel Seattle | Seattle Biodiesel LLC | 5023482 | 5172 (Petroleum Products, NEC) | 6333 1st Avenue S | SBD1 - Infiltration Buffer | 47.547054, -122.334808 | Ground Surface | Stormwater sheet flows to a filtration/infiltration swale along the bank of Slip 2. Ecology WQ compliance inspections 06/27/2016, 1/3/2019, and 12/5/2019. ERTS compliance inspection on 6/13/2019. | SBD1 | 47.54705, -122.33481 | copper, zinc, TSS, turbidity, O&G, TPH, pH | Yes | 2020 (1), 2019 (6), 2018 (2), 2017 (5) | copper (4), zinc (4), turbidity (6) | Yes | 2020 (1), 2019 (2), 2018 (1), 2017 (2) | TSS (6) | Field Ticket - Corrections Required (12/5/2019); Informal Action - Letter (12/19/2019); Informal Action - Letter (8/6/2019); Informal Action - Letter (11/16/2018); Informal Action - Letter (2016) |  |  | 2020-06-18
L0607 | 2022 | WAR011484 | Industrial SW GP | 3/12/2009 - 12/31/2024 | Samson Tug & Barge Seattle Fac | Samson Tug and Barge Company Inc | Burgess Enterprises | 65697348 | 4491 (Marine Cargo Handling) | 6361 1st Avenue S | OUT1 (Outfall 2022); 002 (Dock Outfall) | 001: 47.54806, -122.33694; 002: 47.54551, -122.33630 | LDW Direct | Seven catch basins collect water from the southern 4 acres of the property and discharge it to the LDW via this outfall (referred to as Outfall 1 or OUT1). In addition, this permit also covers releases from the South Dock. Ecology WQ conducted a technical assistance visit on 04/02/2015 and compliance inspections on 02/05/2015, 02/10/2015, 06/15/2016, 10/20/2016, and 3/20/2019. | OUT1, 002 (Dock Outfall) | OUT1: 47.54806, -122.33694; 002: 47.54551, -122.33630 | copper, zinc, TSS, turbidity, TPH, O&G, pH | Yes | 2020 (3), 2019 (6), 2018 (2) | copper (3), zinc (4), turbidity (4) | Yes | 2020 (1), 2019 (4) | TSS (5) | None |  | Monitoring locations are the same as for Michigan Marine (WAR125423), but coordinates provided in Requests for Coverage do not match. | 2020-06-18
L0607 | 2022 | WAR125423 | Industrial SW GP | 12/2/2011 - 12/31/2024 | Michigan Marine | Michigan Marine Properties LLC | Duwamish Marine Center Inc | 71371939 | 4225 (General Warehousing and Storage), 4491 (Marine Cargo Handling) | 16 S Michigan Street | OUT1 (Outfall 2022) | 47.54398, -122.33580 | LDW Direct | Upland drainage from Duwamish Metal Fabrication and Samson Tug & Barge is commingled and treated prior to discharge through this outfall. Ecology WQ conducted inspections on 09/08/2016 and 3/20/2019. During the March 2019 inspection, Duwamish Metal Fabrication was instructed that they or Samson Barge & Tug (WAR011484) would need to start sampling the runoff from Samson's dock that DMF occasionally uses. A new monitoring point (004) was added, but no DMR data for this location was found in PARIS. | 001, 004 (South Dock) | 001: 47.54398, -122.33580; 004: 47.54412, -122.33601 | copper, zinc, TSS, turbidity, TPH, O&G, pH | Yes | 2018 (2) | copper (2) | No | NA | NA | None |  |  | 2020-06-19
L0701 | S River St SD | WAR011723 | Industrial SW GP | 6/15/2009 - 12/31/2024 | Algas-SDI | Algas SDI | Springs Printing Inc Michigan | 84173356 | 3999 (Manufacturing Industries, NEC), 33 (Primary Metal Industries) | 151 S Michigan Street | B | 47.542927, -122.332161 | Public Storm Drain | Discharge is a storm drain at the south end of the site. Ecology WQ inspections were conducted on 02/11/2016 and 3/12/2019. | 03 (Production Area) | 47.542927, -122.332161 | copper, zinc, TSS, turbidity, O&G, pH | Yes | 2019 (2), 2018 (6), 2017 (11) | copper (5), zinc (7), turbidity (7) | Yes | 2019 (2), 2017 (1) | TSS (3) | Informal Action - Letter (11/16/2018); 2016 - Informal Action - Letter |  |  | 2020-06-18
L0706 | S Brighton St SD | WAR302045 | Industrial SW GP | 07/09/2014 - 12/31/2019 | Emerald Services Inc | Emerald Services, Inc. | Shultz Distributing Inc Marginal Way | 95498891 | 4225 (General Warehousing and Storage), 4212 (Local Trucking, Without Storage) | 6851 East Marginal Way S | MH | 47.541432, -122.325584 | Public Storm Drain | Previously permitted under ISGP WAR002346 (Shultz Distributing). Drainage from this facility enters the S Brighton Street SD at one location, upstream of SPU MH226. Ecology WQ conducted a compliance inspection on 1/23/2019. | MH | 47.541495, -122.326992 | copper, zinc, TSS, turbidity, O&G, pH | Yes | 2019 (3), 2018 (2), 2017 (6) | copper (4), zinc (3), turbidity (4) | Yes | 2019 (2), 2017 (3) | TSS (5) | Informal Action - Letter (11/16/2018) |  |  | 2020-07-28
L0706 | S Brighton St SD | WAR000962 | Industrial SW GP | 3/12/1993 - 12/31/2024 | SeaTac Marine Services LLC | SeaTac Marine Services LLC | Northland Services Inc Fox Ave | 22653378 | 4424 (Deap Sea Domestic Trans. Of Freight), 4491 (Marine Cargo Handling), 4492 (Towing and Tugboat Service) | 6701 Fox Avenue S | SWD3 | 47.54111, -122.33195 | Public Storm Drain | This facililty discharges to the S Brighton Street SD at 6 locations, according the SWPPP site map. Ecology WQ conducted compliance inspections on 10/11/2016 and 5/2/2019. | CB4, CB33 | CB4: 47.54158, -122.32952; CB33: 47.54112, -122.32915 | copper, zinc, TSS, turbidity, TPH, O&G, pH | Yes | 2019 (4), 2018 (5), 2017 (5) | copper (3), zinc (9), turbidity (2) | Yes | 2019 (1) | TSS (1) | Informal Action - Letter (2016) |  | 2019 Request for Coverage identified 3 monitoring points; CB5, CB20, and CB22. CB5 and CB22 were subsequently removed from monitoring per Sampling Point Update dated 8/2/2019. Map provided with Sampling Point Update indicates current monitoring locations are CB4 and CB33. Coordinates were estimated based on Site Map. | 2020-07-29
L0801 | Dawn Foods | WAR011560 | Industrial SW GP | 6/12/2009 - 12/31/2024 | Dawn Food Products Inc | Dawn Foods Products-Sea Dry Mix | Dawns Foods Products Sea Dry Mix | 3505 | 2045 (Prepared Flour Mixes and Doughs) | 6901 Fox Avenue S | DP01 | 47.540142, -122.330956 | LDW Direct | Stormwater from 6 onsite catch basins routes through a main stormwater line to a collection point located south of the building, between CB-04 and CB-05. Stormwater then flows southwest and discharges to the LDW. The outfall is equipped with a flap valve to prevent river water from entering the site. Ecology WQ conducted a compliance inspection on 3/12/2019. The facility applied for a CNE in September 2016 and was denied in December 2016. | CP (Collection Point) | 47.540195, -122.329673 | copper, zinc, TSS, turbidity, nitrate+nitrite, BOD5, phosphorus, pH | Yes | 2020 (1), 2019 (5), 2018 (6), 2017 (3) | copper (8), zinc (6), turbidity (1) | No | NA | NA | None |  | Monitoring point coordinates were estimated based on Site Map. | 2020-06-18
L0805.5 | SBW-B | WAR002208 | Industrial SW GP | 2/10/1995 - 12/31/2024 | Seattle Boilerworks Inc | Seattle Boilerworks Inc Myrtle St | Seattle Boilerworks Inc Myrtle St | 17577864 | 3443 (Fabricated Plate Work [Boiler Shops]), 3499 (Fabricated Metal Products, NEC), 3398 (Metal Heat Treating), 7699 (Repair Services, NEC) | 500 S Myrtle Street | Outfall B | 47.539582, -122.328249 | LDW Direct | Drainage area includes two catch basins from the Forming Building. | B | 47.539548, -122.328217 | copper, lead, zinc, TPH - diesel, turbidity, O&G, pH, TSS | Yes | 2020 (1) | zinc (1) | No | NA | NA | None |  |  | 2020-07-28
L0806 | 2028 | WAR002208 | Industrial SW GP | 2/10/1995 - 12/31/2024 | Seattle Boilerworks Inc | Seattle Boilerworks Inc Myrtle St | Seattle Boilerworks Inc Myrtle St | 17577864 | 3443 (Fabricated Plate Work [Boiler Shops]), 3499 (Fabricated Metal Products, NEC), 3398 (Metal Heat Treating), 7699 (Repair Services, NEC) | 500 S Myrtle Street | Outfall A (2028) | 47.539568, -122.328132 | LDW Direct | Drainage area includes roof drains from Fabrication Shop Building. | A | 47.538887, -122.326111 | copper, lead, zinc, TPH - diesel, turbidity, O&G, pH, TSS | Yes | 2020 (1), 2019 (3), 2017 (3) | copper (2), zinc (3), turbidity (2) | No | NA | NA | None |  |  | 2020-07-28
L0808 | 2026 | WAR125002 | Industrial SW GP | 5/31/2011 - 12/31/2024 | Seattle Iron & Metals Corp | Seattle Iron & Metals Corp Truck Parking | Seattle Iron & Metals Corp Truck Parking | 9809 | 4214 (Local Trucking with Storage) | 730 S Myrtle Street | EFF (effluent from modular wetland treatment system) | 47.53936, -122.32812 | Ground Surface | Facility has a 50,000-gallon Stormcapture detention vault system and modular wetland system. Discharge is modular wetland system effluent to ground (EFF). Ecology WQ conducted inspections on 8/1/2017, 11/1/2017, 2/15/2018, and 11/13/2019. | EFF | 47.539600, -122.325877 | metals, PCBs, PAHs, TPH, TSS, turbidity, O&G, pH | Yes | 2020 (2), 2019 (6), 2017 (14) | copper (6), zinc (8), turbidity (6), TPH (2) | Yes | 2017 (2) | TSS (2) | Informal Action - Letter (11/16/2018); Administrative Order Amendment (10/24/2017); Admin Order (9/20/2016) |  | 2019 Request for Coverage lists sheet flow to S Myrtle from 7th and to Myrtle Street from gate as monitoring points (gp1, gp2), however these were discontinued per the 4/5/2019 sample point update. | 2020-07-28
L0810 | 2035 | WA0031968 | Individual Permit | 12/1/2007 - 9/30/2018 | Seattle Iron & Metals Corporation | Seattle Iron & Metals Corp | Seattle Iron Metals Corp | 94727791 | 5093 (Scrap and Waste Materials) | 601 S Myrtle Street | Outfall 001 | 47.53791, -122.32687 | LDW Direct | Individual permit expired 2018; renewal in progress as of July 2020. Includes stormwater drainage from 10.5 acres of stormwater drainage from industrial areas, parking lot. and roof drains.Stormwater from industrial areas passes through a chemical and physical treatment system prior to discharge. All stormwater enters the S Garden Street SD and discharges to the LDW at Outfall 2035. Ecology WQ inspections conducted on 11/28/2017, 12/19/2017, 2/5/2018, and 6/27/2018. A treatment system analysis was conducted in late 2017. | 1 (SP1 - main treatment sample location), 2 (701 - roof drain sample location), and AP2 (APL - roof drain and parking lot sample location) | 1: 47.53903, -122.32575; 2: 47.53855, -122.32523; AP2: 47.53917, -122.32577 | Monitoring Point 1: metals, PCBs, various SVOCs, COD, TPH, TSS, pH, ammonia; Monitoring Point 2 and AP2: copper, lead, zinc, PCBs, TPH, turbidity, O&G, pH | NA | NA | NA | Yes | 2020 (7); 2019 (41); 2018 (18); 2017 (34) | ammonia (3), copper (26), lead (9), zinc (19), PCBs (16), TPH (20), TSS (6), pH (1) | Informal Action - Letter (2/12/20); Informal Action - Letter (9/18/19); Civil Penalty (2/13/19); Informal Action - Letter (10/4/18); Notice of Violation (8/21/18) |  | Monitoring location coordinates were estimated based on drainage map provided with permit renewal application (Form 2F). SP1 represents processed stormwater leaving the treatment system. Locations 2 and AP2 represent roof drains and/or parking lots. Site stormwater co-mingles with unprocessed stormwater from S Garden Street prior to discharge at Outfall 2035. Monitoring occurs monthly. | 2020-07-28
L0814 | CleansScapes D | WAR000949 | Industrial SW GP | 3/12/1993 - 12/31/2024 | Recology King County | Recology King County 8th Avenue | Cleanscapes Inc | 41684823 | 4212 (Local Trucking, Without Storage) | 7303 8th Avenue S | Outfall D | 47.539582, -122.328249 | LDW Direct | Discharge location for SW treatment system, plus stormwater from CB6 on the north end of the property. Ecology WQ conducted a compliance inspection on 09/12/2017. | Monitoring Point D | 47.537048, -122.325454 | copper, zinc, TSS, turbidity, O&G, pH | No | NA | NA | No | NA | NA | None |  |  | 2020-07-27
L0815 | 2040 | WAR000949 | Industrial SW GP | 3/12/1993 - 12/31/2024 | Recology King County | Recology King County 8th Avenue | Cleanscapes Inc | 41684823 | 4212 (Local Trucking, Without Storage) | 7303 8th Avenue S | Outfall A | 47.536389, -122.324733 | LDW Direct | Outfall is SW of main building. Includes stormwater drainage from paved areas for vehicle traffic/parking. Ecology WQ conducted a compliance inspection on 09/12/2017. | Monitoring Point A | 47.536389, -122.324733 | copper, zinc, TSS, turbidity, O&G, pH | No | NA | NA | No | NA | NA | None |  |  | 2020-06-18
L0816 | CleanScapes B | WAR000949 | Industrial SW GP | 3/12/1993 - 12/31/2024 | Recology King County | Recology King County 8th Avenue | Cleanscapes Inc | 41684823 | 4212 (Local Trucking, Without Storage) | 7303 8th Avenue S | Outfall B | 47.535695, -122.323268 | LDW Direct | Described in SWPPP as "offsite outfall." Includes stormwater drainage from driveways/loading dock at the SE building. Outfall is not listed in PARIS. Ecology WQ conducted a compliance inspection on 09/12/2017. | Monitoring Point B | 47.535695, -122.323268 | copper, zinc, TSS, turbidity, O&G, pH | Yes | 2017 (1) | copper (1) | No | NA | NA | None |  |  | 2020-06-18
L0817 | DuwReload | WAR302034 | Industrial SW GP | 07/08/2014 - 12/31/2024 | Waste Management National Services, Inc. | Duwamish Reload Facility | Alaska Logistics LLC | 63123962 | 4225 (General Warehousing and Storage), 4953 (Refuse Systems), 4212 (Local Trucking, Without Storage) | 7400 8th Avenue S | 001 | 47.53492, -122.32268 | LDW Direct | Stormwater treatment system installed in 2019; all stormwater on the site is treated and then discharged to the LDW via this outfall. | Monitoring Point A | 47.535019, -122.322272 | metals, PCBs, PAHs, TSS, turbidity, O&G, pH, TPH | Yes | 2019 (6), 2018 (22), 2017 (15) | copper (17), zinc (11), turbidity (15) | Yes | 2018 (1), 2017 (3) | TSS (4) | 2016 - Admin Order, 2015 - Admin Order Immediate Action, Civil Penalty Issued |  | Exceedances include monitoring locations for six historical outfalls; currently there is only one outfall and one monitoring location. | 2020-07-27
L0908 | 2046 | WAR302262 | Industrial SW GP | 09/10/2014 - 12/31/2024 | Ultrablock Inc | Ultrablock Seattle | North Coast Chemical Co | 2153 | 3271 (Concrete Block and Brick) | 1615 S Graham Street | 001 (ground) | 47.54759, -122.31237 | Ground Surface | Discharge is to ground, but facility is located within the general I-5 SD at Slip 4 drainage basin. | 001; UB3 (settling area) | 001: 47.547593, -122.312371; UB3: 47.547593, -122.312371 | copper, zinc, TSS, turbidity, TPH, O&G, pH | Yes | 2019 (2), 2018 (3), 2017 (1) | copper (3), zinc (1), turbidity (2) | No | NA | NA | None |  | Exceedances were at monitoring point UB3. | 2020-06-18
L0911 | 2049 | WAR000343 | Industrial SW GP | 1/1/2010 - 12/31/2024 | King County International Airport/Boeing Field | King County Int Airport | King Cnty International Airport | 2387398 | 4581 (Airports, Flying Fields, & Services) | 7277 Perimeter Road S | KCIA SD#3 (Outfall 2049) | 47.53712, -122.31861 | Public Storm Drain | Stormwater from the northern portion of KCIA discharges to the LDW via this outfall. Shown as Drainage Basin #1 on KCIA maps. | SPM and SP1 (DP at KCIA Slip 4 drainage basin) | SPM: 47.537103, -122.318642; SP1: 47.537103, -122.318642 | copper, zinc, TSS, turbidity, O&G, pH | No | NA | NA | No | NA | NA | None |  | SPM is the King County Maintenance Facility, which drains to the north lateral at NBF. SP1 is the upstream end of the north-central lateral at NBF. | 2020-06-17
L0911 | 2049 | WAR000607 | Industrial SW GP | 1/29/1993 - 12/31/2024 | Landmark Aviation | Landmark Aviation | Galvin Flying Services Inc | 13168148 | 4581 (Airports, Flying Fields, & Services) | 7149 Perimeter Road S | DA-1, DA-2, DA-3, DA-5 | 47.52694, -122.30806 | Public Storm Drain | There are 5 discharge points from this facility. Drainage Areas 1 through 4 are located on the east side of KCIA; Drainage Area 5 is the fuel station at the north end of KCIA. | SP1 | 47.537436, -122.305356 | copper, zinc, TSS, turbidity, O&G, pH, ammonia | Yes | 2018 (3) | copper (1), zinc (1), turbidity (1) | No | NA | NA | None |  |  | 2020-07-09
L0911 | 2049 | WAR000226 | Industrial SW GP | 12/28/1992 - 12/31/2024 | The Boeing Company North Boeing Field | North Boeing Field | North Boeing Field Marginal Way | 18983 | 3721 (Aircraft) | 7700 East Marginal Way S | NB5 (KCIA SD#3) | 47.537106, -122.318634 | Public Storm Drain | Stormwater flows to one of five main lateral storm drain lines (north, north-central, south-central, south, and Bldg 3-380 area). Flow from north lateral plus a portion of the stormwater flow from the other four laterals passes through a SW treatment system at the KC Lift Station, then is pumped to KCIA SD#3. Additional stormwater (from parking lot area) enters the storm drain downstream of the lift station. Stormwater from NBF (including upstream flows from KCIA) leaves the property at the property boundary, on the east side of East Marginal Way S. Ecology conducted inspection on 7/29/2019. | NB5 | 47.538129, -122.317558 | copper, zinc, TSS, turbidity, TPH-diesel, O&G, pH | No | NA | NA | No | NA | NA | None |  | Location NB5 (discharge from the KC lift station) is sampled; this includes flows from NBF1 through NBF4. The SWPPP also identifies discharges NBF-5 and NBF-6, which drain the parking lot downstream of the KC lift station. These are not monitored. Boeing also monitors NBF5 for PCBs, whcih are reported in the comments section of Boeing's DMRs, most recently in Q1 2019. | 2020-06-17
L0913 | CedarGrove | WAR002641 | Industrial SW GP | 4/30/1996 - 12/31/2024 | Cedar Grove Composting | Cedar Grove Composting Corporate | Emerald Services Inc | 89553582 | 2875 (Fertilizers, Mixing Only) | 7343 East Marginal Way S | Outfall A | 47.536610, -122.318481 | LDW Direct | Storm drain system consists of a series of below-ground stormwater catch basins, drain pipes, and vaults. Stormwater is conveyed by gravity flow to the below ground SW treatment system at the northwestern portion of the site. Ecology WQ conducted compliance inspections on 03/16/2016 and 08/24/2016. | A (After oil-water separator) | A: 47.536610, -122.318481 | copper, zinc, TSS, turbidity, TPH-diesel, O&G, pH, BOD5, phosphorus, nitrate + nitrite | Yes | 2019 (2), 2018 (2), 2017 (1) | nitrate+nitrite (5) | Yes | 2018 (1) | TSS (1) | Informal Action - Letter (2016) |  |  | 2020-06-18
L0919 | 2053 | WAR000482 | Industrial SW GP | 12/28/1992 - 12/31/2024 | Boeing Plant 2 | Boeing Plant 2 | Boeing Plant 2 | 2100 | 3728 (Aircraft Parts and Equipment, NEC) | 7755 East Marginal Way S | 0001 P2A (PARIS) | 47.53447, -122.32048 (PARIS) | LDW Direct | The two 30-inch outfalls identified as Outfall A (2053 and 2052) discharge to Slip 4. Basin A consists of 12 subbasins; stormwater is treated in one of three ways: filter vault, bioswales, or roof drain filters. | 0001 P2A | 47.534466, -122.20480 | copper, zinc, TSS, turbidity, O&G, pH, TPH-diesel | Yes | 2019 (3), 2018 (2), 2017 (1) | copper (1), zinc (5) | No | NA | NA | None |  | Sampling location MH 2-451 is believed to reflect flow to both Outfall A pipes (2052 and 2053). PARIS violation summary for 2019 does not match annual reports submitted by Boeing. Exceedances listed here are from the annual reports (PARIS appears to be missing some exceedances.) | 2020-07-13
L0920 | 2052 | WAR000482 | Industrial SW GP | 12/28/1992 - 12/31/2024 | Boeing Plant 2 | Boeing Plant 2 | Boeing Plant 2 | 2100 | 3728 (Aircraft Parts and Equipment, NEC) | 7755 East Marginal Way S | Boeing Outfall A | 47.53449, -122.32050 | LDW Direct | The two 30-inch outfalls identified as Outfall A (2053 and 2052) discharge to Slip 4. Basin A consists of 12 subbasins; stormwater is treated in one of three ways: filter vault, bioswales, or roof drain filters. | See above | See above | See above | See above | See above | See above | See above | See above | See above | See above |  | See above | 2020-07-13
L1001 | P2B | WAR000482 | Industrial SW GP | 12/28/1992 - 12/31/2024 | Boeing Plant 2 | Boeing Plant 2 | Boeing Plant 2 | 2100 | 3728 (Aircraft Parts and Equipment, NEC) | 7755 East Marginal Way S | 0002 P2B (PARIS) | 47.53252, -122.31821 (PARIS) | LDW Direct |  | NA | NA | NA | NA | NA | NA | NA | NA | NA | NA |  | Outfall is not monitored. | 2020-07-13
L1002 | P2C | WAR000482 | Industrial SW GP | 12/28/1992 - 12/31/2024 | Boeing Plant 2 | Boeing Plant 2 | Boeing Plant 2 | 2100 | 3728 (Aircraft Parts and Equipment, NEC) | 7755 East Marginal Way S | 0003 P2C (PARIS) | 47.53230 -122.31770 (PARIS) | LDW Direct |  | NA | NA | NA | NA | NA | NA | NA | NA | NA | NA |  | Outfall is not monitored. | 2020-07-13
L1004 | 3024 | WAR000482 | Industrial SW GP | 12/28/1992 - 12/31/2024 | Boeing Plant 2 | Boeing Plant 2 | Boeing Plant 2 | 2100 | 3728 (Aircraft Parts and Equipment, NEC) | 7755 East Marginal Way S | 0004 P2D (PARIS) | 47.53220, -122.31756 (PARIS) | LDW Direct |  | 0004 P2D | 47.532200, -122.317558 | copper, zinc, TSS, turbidity, O&G, pH, TPH-diesel | Yes | 2019 (2) | copper (1), zinc (1) | No | NA | NA | None |  | PARIS violation summary for 2019 does not match annual reports submitted by Boeing. Exceedances listed here are from the annual reports (PARIS appears to be missing some exceedances.) | 2020-07-13
L1006 | P2E | WAR000482 | Industrial SW GP | 12/28/1992 - 12/31/2024 | Boeing Plant 2 | Boeing Plant 2 | Boeing Plant 2 | 2100 | 3728 (Aircraft Parts and Equipment, NEC) | 7755 East Marginal Way S | 0005 P2E (PARIS) | 47.53173, -122.31668 (PARIS) | LDW Direct |  | NA | NA | NA | NA | NA | NA | NA | NA | NA | NA |  | Outfall is not monitored. | 2020-07-13
L1007 | 3026 | WAR000482 | Industrial SW GP | 12/28/1992 - 12/31/2024 | Boeing Plant 2 | Boeing Plant 2 | Boeing Plant 2 | 2100 | 3728 (Aircraft Parts and Equipment, NEC) | 7755 East Marginal Way S | 0006 P2F (PARIS) | 47.53273, -122.31692 (PARIS) | LDW Direct |  | NA | NA | NA | NA | NA | NA | NA | NA | NA | NA |  | Outfall is not monitored. | 2020-07-13
L1008 | 3027 | WAR000482 | Industrial SW GP | 12/28/1992 - 12/31/2024 | Boeing Plant 2 | Boeing Plant 2 | Boeing Plant 2 | 2100 | 3728 (Aircraft Parts and Equipment, NEC) | 7755 East Marginal Way S | 0007 P2G (PARIS) | 47.53111, -122.31564 (PARIS) | LDW Direct |  | NA | NA | NA | NA | NA | NA | NA | NA | NA | NA |  | Outfall is not monitored. | 2020-07-13
L1016.5 | P26 | WAR000482 | Industrial SW GP | 12/28/1992 - 12/31/2024 | Boeing Plant 2 | Boeing Plant 2 | Boeing Plant 2 | 2100 | 3728 (Aircraft Parts and Equipment, NEC) | 7755 East Marginal Way S | P26 | 47.53173, -122.31824 | LDW Direct |  | P26 (Discharge to Duwamish River) | 47.531727, -122.318245 | copper, zinc, TSS, turbidity, O&G, pH, TPH-diesel | No | NA | NA | No | NA | NA | None |  |  | 2020-07-13
L1031.5 | P33 | WAR000482 | Industrial SW GP | 12/28/1992 - 12/31/2024 | Boeing Plant 2 | Boeing Plant 2 | Boeing Plant 2 | 2100 | 3728 (Aircraft Parts and Equipment, NEC) | 7755 East Marginal Way S | 0008 P33 (PARIS) | 47.52845, -122.31069 | LDW Direct |  | 0008 P33 | 47.528446, -122.310692 | copper, zinc, TSS, turbidity, O&G, pH, TPH-diesel | No | NA | NA | No | NA | NA | None |  |  | 2020-07-13
L1037.5 | P36 | WAR000482 | Industrial SW GP | 12/28/1992 - 12/31/2024 | Boeing Plant 2 | Boeing Plant 2 | Boeing Plant 2 | 2100 | 3728 (Aircraft Parts and Equipment, NEC) | 7755 East Marginal Way S | P36 | 47.53161, -122.31805 (PARIS) | LDW Direct |  | P36 (Discharge to Duwamish River) | 47.531609, -122.318054 | copper, zinc, TSS, turbidity, O&G, pH, TPH-diesel | No | NA | NA | No | NA | NA | None |  |  | 2020-07-13
L1043 | 2056 | WAR000482 | Industrial SW GP | 12/28/1992 - 12/31/2024 | Boeing Plant 2 | Boeing Plant 2 | Boeing Plant 2 | 2100 | 3728 (Aircraft Parts and Equipment, NEC) | 7755 East Marginal Way S | Outfall Z | 47.52728, -122.30971 | LDW Direct | This outfall is not monitored by Boeing; it is currently a City of Tukwila outfall. Drainage from most of the outdoor traffic areas on the southern portion of the facility, to the southern and eastern facility boundary. | NA | NA | NA | NA | NA | NA | NA | NA | NA | NA |  | Outfall is not monitored. | 2020-07-13
L1054 | 2065 | WAR003231 | Industrial SW GP | 5/15/1998 - 12/31/2024 | Jorgensen Forge | Jorgensen Forge Corp | Jorgensen Forge Corp | 2382 | 3542 (Machine Tools, Metal Forming Types), 3312 (Blast Furnaces and Steel Mills), 3398 (Metal Heat Treating), 3399 (Primary Metal Products, NEC), 3462 (Iron and Steel Forgings), 3541 (Machine Tools, Metal Cutting Types) | 8531 East Marginal Way S | JOR (Outfall 2065) | 47.52581, -122.30841 | LDW Direct | Ecology WQ conducted compliance inspections on 02/17/2016, and 02/14/2020, and a technical assistance visit on 07/09/2019. | 001 (JOR 001 01), 002 (Bypass Overflow Discharge) | 001: 47.525810, -122.308411; 002: 47.525810, -122.308411 | metals, PCBs, TSS, turbidity, O&G, pH, TPH | Yes | 2020 (1), 2019 (1), 2017 (2) | copper (3), zinc (1) | No | NA | NA | 2020 - Administrative Order; 2020 - Informal Action Letter |  |  | 2020-07-10
L1102 | 2062 | WAR000343 | Industrial SW GP | 1/1/2010 - 12/31/2024 | King County International Airport/Boeing Field | King County Int Airport | King Cnty International Airport | 2387398 | 4581 (Airports, Flying Fields, & Services) | 7277 Perimeter Road S | KCIA SD#2 (Outfall 2062) | 47.52431, -122.30763 | Public Storm Drain | Stormwater from the central portion of KCIA discharges to the LDW via this outfall. Shown as Drainage Basin #2 on KCIA maps. | SP2a (South Pump Station) | 47.5129974, -122.302473 | copper, zinc, TSS, turbidity, O&G, pH | Yes | 2017 (1) | turbidity (1) | No | NA | NA | None |  | SP2 is located at the downstream end of the KCIA site, upstream of Boeing Isaacson, east of East Marginal Way S. | 2020-06-17
L1102 | 2062 | WAR000434 | Industrial SW GP | 12/28/1992 - 12/31/2024 | United Parcel Servie Inc. | United Parcel Service Boeing Field | UPS Boeing Field | 15215836 | 4215 (Courier Services, Except by Air) | 7300 Perimeter Road S | Outfall 1 (PARIS) | 47.53694, -122.31806 (PARIS) | Public Storm Drain | WABOE (WAR000434) and WASAU (WAR000433) have been combined into a single permit. WAR000433 is no longer active. | BM1 | 47.535006, -122.302021 | copper, zinc, turbidity, O&G, pH, TSS, TPH - diesel | Yes | 2020 (1), 2019 (3), 2018 (2) | copper (2), zinc (3), turbidity (1) | Yes | 2019 (1) | TSS (1) |  |  |  | 2020-06-17
L1102 | 2062 | WAR305886 | Industrial SW GP | 10/23/2017 - 12/31/2024 | Mente, LLC | MENTE 8075 Aviation Facility | Mente Hangar | 19711 | 4522 (Air Transportation, Nonscheduled) | 8075 Perimeter Road S | 200 | 47.529171, -122.296906 | Public Storm Drain | Industrial operations at this facility began in October 2018. Ecology conducted a technical assistance visit on 5/29/19. | 100 | 47.529316, -122.296822 | copper, zinc, turbidity, O&G, pH | Yes | 2019 (1), 2018 (3), 2017 (2) | copper (1), zinc (2), pH (3) | No | NA | NA | None |  | Monitoring point reflects flow from Mente's industrial footprint along the KCIA runway, the Mente parking lot, and a single catch basin in an offsite parking lot on the south side of the property. Drainage flows thorugh an oil/water separator and a stormwater detention vault. Sample point 001 is located at the outfall of the detention vault. | 2020-07-09
L1103 | 2061 | WAR000148 | Industrial SW GP | 12/22/1992 - 12/31/2024 | The Boeing Company | Boeing Thompson Site | Boeing Thompson Site | 21177 | 3728 (Aircraft Parts and Equipment, NEC) | 8770 East Marginal Way S | TS2 | 47.52425, -122.30761 | LDW Direct | Roof drains on the southnorth side of Bldg 14-01 discharges to TS-2. Ecology conducted a CNE inspection on 08/09/2016. | SP2 (TS 2.41M) | 47.524249, -122.306816 | copper, zinc, turbidity, O&G, pH, TSS | Yes | 2019 (2), 2018 (3), 2017 (2) | copper (4), zinc (3) | No | NA | NA | None |  |  | 2020-07-09
L1104 | 2077 | WAR000148 | Industrial SW GP | 12/22/1992 - 12/31/2024 | The Boeing Company | Boeing Thompson Site | Boeing Thompson Site | 21177 | 3728 (Aircraft Parts and Equipment, NEC) | 8770 East Marginal Way S | TS1 | 47.52302, -122.30711 | LDW Direct | Roof drains on the south side of Bldg 14-01 discharge to TS-1. Also, five catch basins that drain the paved shoulder on the west side of East Marginal Way S flow into the storm drain line that discharges via this outfall. Ecology conducted a CNE inspection on 08/09/2016. | SP1 (TS 1.22M) | 47.523107, -122.306712 | copper, zinc, turbidity, O&G, pH, TSS | Yes | 2019 (2) | copper (2) | No | NA | NA | None |  |  | 2020-07-09
L1202 | 2075 | WAR308683 | Industrial SW GP | 1/2/2020 - 12/31/2024 (2/11/2005 - 12/31/2019) | Insurance Auto Auctions | Insurance Auto Auctions | Insurance Auto Auctions | 2072, 3489 | 7389 (Business Services, NEC) | 8801 East Marginal Way S | North Outfall; Outfall No. 1 (Outfall 2075) | 47.52285, -122.30704 | LDW Direct | Referred to as North Outfall (No. 1) in Insurance Auto Auctions (IAA) SWPPP. Drains a 15-acre area on the north end of the property, including 58 catch basins, 11 manholes, plus roof drains. Stormwater system cleaned in 2004. Pipe from CB74 to lift station was lined in 2006. In 2008, a Vortechs and Stormfilter pretreatment system and was installed at this outfall. During high flow events, stormwater bypasses the Vortechs unit and passes through an old separator/lift station prior to discharge to the LDW. Ecology conducted a compliance inspection on 1/3/2019, and a termination inspection on 11/20/2019. | North Outfall (Outfall 1) | 47.52293, -122.30626 | copper, zinc, pH, O&G, turbidity, TSS | Yes | 2018 (1), 2017 (2) | copper (2), zinc (1) | No | NA | NA | None |  | Monitoring location is the post-filtration chamber within the Stormfilter unit. | 2020-07-09
L1204 | 2073 | WAR308683 | Industrial SW GP | 1/2/2020 - 12/31/2024 (2/11/2005 - 12/31/2019) | Insurance Auto Auctions | Insurance Auto Auctions | Insurance Auto Auctions | 2072, 3489 | 7389 (Business Services, NEC) | 8801 East Marginal Way S | Middle Outfall; Outfall No. 3 (Outfall 2073) | 47.52154, -122.30652 | LDW Direct | Referred to as Central Outfall (No. 3) in IAA SWPPP. Drains an area about 9 acres, including 25 catch basins and 6 manholes. Stormwater system cleaned in 2004. In 2008, a Vortechs and Stormfilter pretreatment system was installed at this outfall. During high flow events, stormwater bypasses the Vortechs unit and passes through an old separator/lift station prior to discharge to the LDW. Ecology conducted a compliance inspection on 1/3/2019, and a termination inspection on 11/20/2019. | Middle Outfall (Outfall 3) | 47.52151, -122.30631 | copper, zinc, pH, O&G, turbidity, TSS | Yes | 2017 (3) | copper (1), turbidity (2) | Yes | 2017 (1) | TSS (1) | 2018 - Informal Action Letter |  | Monitoring location is the post-filtration chamber within the Stormfilter unit. | 2020-07-09
L1208 | 2080 | WAR308683 | Industrial SW GP | 1/2/2020 - 12/31/2024 (2/11/2005 - 12/31/2019) | Insurance Auto Auctions | Insurance Auto Auctions | Insurance Auto Auctions | 93871 | 5012 (Automobiles and Other Motor Vehicles) | 9229 East Marginal Way S | South Outfall; Outfall No. 4 (Outfall 2080) (From previous permit) | 47.51977, -122.30246 | Public Storm Drain | Stormwater from the south basin (9 acres) discharges to KCIA SD#1 just upstream of the KCIA SD#1 outfall (Outfall 2080). New permit (WAR308683) issued November 2019. Note: all documents from old permit (WAR008681) have been removed from PARIS. Information presented here is from Leidos files for the old permit. Ecology conducted a compliance inspection on 1/3/2019, and a termination inspection on 11/20/2019. | South Outfall (Outfall 4) | 47.51986, -122.30257 | copper, zinc, pH, O&G, turbidity, TSS | Yes | 2018 (1) | O&G (1) | No | NA | NA | None |  | Monitoring location is the post-filtration chamber within the Stormfilter unit. | 2020-07-09
L1208 | 2080 | WAR000343 | Industrial SW GP | 1/1/2010 - 12/31/2024 | King County International Airport/Boeing Field | King County Int Airport | King Cnty International Airport | 2387398 | 4581 (Airports, Flying Fields, & Services) | 7277 Perimeter Road S | KCIA SD#1 (Outfall 2080) | 47.51977, -122.30246 | Public Storm Drain | Stormwater from the south-central portion of KCIA discharges to the LDW via this outfall. Shown as Drainage Basin #3 on KCIA maps. | SP3a (MH1595) | 47.519774, -122.302473 | copper, zinc, TSS, turbidity, O&G, pH | Yes | 2017 (1) | copper (1) | No | NA | NA | None |  | SP3 is located east of East Marginal Way S, at the downstream end of KCIA Drainage Basin 3. | 2020-06-17
L1208 | 2080 | WAR127177 | Industrial SW GP | 7/1/2013 - 12/31/2024 | Starbucks Coffee Company | Charles Air Hangar - Starbucks | Charles Air Hangar - Starbucks | 9222 | 4522 (Air Transportation, Nonscheduled) | 9010 East Marginal Way S | No information | 47.51977, -122.30246 | Public Storm Drain | Location of discharge from facility is unknown. Ecology WQ compliance inspection 11/11/2014. | 001 | No information | copper, zinc, TSS, turbidity, O&G, pH | No | NA | NA | No | NA | NA | None |  | Monitoring point coordinates in PARIS are incorrect. | 2020-07-08
L1209 | 2081 | WAR000146 | Industrial SW GP | 12/22/1992 - 12/31/2024 | The Boeing Company | Boeing Developmental Center | Boeing A & M Developmental Center | 2101 | 3728 (Aircraft Parts and Equipment, NEC) | 9725 East Marginal Way S | DC15 | 47.51931, -122.30189 | LDW Direct | Drainage area is 12.8 acres. Ecology performed compliance inspections on 06/24/2014 and 8/8/2019 and Technical Assistance Visits on 11/20/2014 and 10/21/2019. | DC15 (15.37M) | 47.519278, -122.301593 | copper, zinc, TSS, turbidity, O&G, pH, TPH - diesel | No | NA | NA | No | NA | NA | Agreed Order (2018); Informal Action Letter (2018) |  |  | 2020-07-08
L1210 | 2082 | WAR000146 | Industrial SW GP | 12/22/1992 - 12/31/2024 | The Boeing Company | Boeing Developmental Center | Boeing A & M Developmental Center | 2101 | 3728 (Aircraft Parts and Equipment, NEC) | 9725 East Marginal Way S | DC14 | 47.51848, -122.30396 | LDW Direct | Drainage area is 6.1 acres; non-industrial. | None | NA | NA | NA | NA | NA | NA | NA | NA | NA |  | Not monitored. | 2020-07-08
L1301 | 2089 | WAR000146 | Industrial SW GP | 12/22/1992 - 12/31/2024 | The Boeing Company | Boeing Developmental Center | Boeing A & M Developmental Center | 2101 | 3728 (Aircraft Parts and Equipment, NEC) | 9725 East Marginal Way S | DC13 | 47.51653, -122.30429 | LDW Direct | Drainage area is 8.2 acres. Ecology performed compliance inspections on 06/24/2014 and 8/8/2019 and Technical Assistance Visits on 11/20/2014 and 10/21/2019. | DC13 | 47.516700, -122.304064 | copper, zinc, TSS, turbidity, O&G, pH, TPH - diesel | Yes | 2019 (2) | copper (1), zinc (1) | Yes | 2018 (1) | TSS (1) | Agreed Order (2018); Informal Action Letter (2018) |  |  | 2020-07-08
L1302 | 2088 | WAR000146 | Industrial SW GP | 12/22/1992 - 12/31/2024 | The Boeing Company | Boeing Developmental Center | Boeing A & M Developmental Center | 2101 | 3728 (Aircraft Parts and Equipment, NEC) | 9725 East Marginal Way S | DC12 | 47.51611, -122.30417 | LDW Direct | Drainage area is 13.9 acres. Ecology performed compliance inspections on 06/24/2014 and 8/8/2019 and Technical Assistance Visits on 11/20/2014 and 10/21/2019. | DC12 (12.58M) | 47.516754, -122.301631 | copper, zinc, TSS, turbidity, O&G, pH, TPH - diesel | Yes | 2019 (2), 2018 (1), 2017 (1) | copper (2), zinc (1), O&G (1) | Yes | 2018 (1) | TSS (1) | Agreed Order (2018); Informal Action Letter (2018) |  |  | 2020-07-08
L1303 | DC18 | WAR000146 | Industrial SW GP | 12/22/1992 - 12/31/2024 | The Boeing Company | Boeing Developmental Center | Boeing A & M Developmental Center | 2101 | 3728 (Aircraft Parts and Equipment, NEC) | 9725 East Marginal Way S | DC18 | 47.51598, -122.30424 | LDW Direct | Drainage area is 0.20 acres; non-industrial. | None | NA | NA | NA | NA | NA | NA | NA | NA | NA |  | Not monitored. | 2020-07-08
L1304 | 2087 | WAR000146 | Industrial SW GP | 12/22/1992 - 12/31/2024 | The Boeing Company | Boeing Developmental Center | Boeing A & M Developmental Center | 2101 | 3728 (Aircraft Parts and Equipment, NEC) | 9725 East Marginal Way S | DC11 | 47.51564, -122.30457 | LDW Direct | Drainage area is 10.6 acres. Ecology performed compliance inspections on 06/24/2014 and 8/8/2019 and Technical Assistance Visits on 11/20/2014 and 10/21/2019. | DC11 | 47.515775, -122.304008 | copper, zinc, TSS, turbidity, O&G, pH, TPH - diesel | Yes | 2019 (2) | copper (1), zinc (1) | Yes | 2018 (1) | TSS (1) | Agreed Order (2018); Informal Action Letter (2018) |  |  | 2020-07-08
L1306 | 2085 | WAR000146 | Industrial SW GP | 12/22/1992 - 12/31/2024 | The Boeing Company | Boeing Developmental Center | Boeing A & M Developmental Center | 2101 | 3728 (Aircraft Parts and Equipment, NEC) | 9725 East Marginal Way S | DC10 | 47.51505, -122.30408 | LDW Direct | Drainage area is 4.0 acres. Ecology performed compliance inspections on 06/24/2014 and 8/8/2019 and Technical Assistance Visits on 11/20/2014 and 10/21/2019. | DC10 | 47.515135, -122.303741 | copper, zinc, TSS, turbidity, O&G, pH, TPH - diesel | Yes | 2019 (4), 2018 (2) | copper (3), zinc (3) | No | NA | NA | Agreed Order (2018); Informal Action Letter (2018) |  |  | 2020-07-08
L1307 | 2090 | WAR000146 | Industrial SW GP | 12/22/1992 - 12/31/2024 | The Boeing Company | Boeing Developmental Center | Boeing A & M Developmental Center | 2101 | 3728 (Aircraft Parts and Equipment, NEC) | 9725 East Marginal Way S | DC9 | 47.51375, -122.30334 | LDW Direct | This outfall carries about 1/4 of the stormwater volume from the site. Drainage area is 26.4 acres. Ecology performed compliance inspections on 06/24/2014 and 8/8/2019 and Technical Assistance Visits on 11/20/2014 and 10/21/2019. | DC09 (9.68M) | 47.513446, -122.302711 | copper, zinc, TSS, turbidity, O&G, pH, TPH - diesel | Yes | 2019 (3), 2018 (1), 2017 (2) | copper (4), zinc (2) | No | NA | NA | Agreed Order (2018); Informal Action Letter (2018) |  | Prior to 2011, this was the only monitoring location for BDC. | 2020-07-08
L1308 | DC8 | WAR000146 | Industrial SW GP | 12/22/1992 - 12/31/2024 | The Boeing Company | Boeing Developmental Center | Boeing A & M Developmental Center | 2101 | 3728 (Aircraft Parts and Equipment, NEC) | 9725 East Marginal Way S | DC8 | 47.51302, -122.30206 | LDW Direct | Drainage area is 0.74 acres; non-industrial. | None | NA | NA | NA | NA | NA | NA | NA | NA | NA |  | Not monitored. | 2020-07-08
L1309 | DC7 | WAR000146 | Industrial SW GP | 12/22/1992 - 12/31/2024 | The Boeing Company | Boeing Developmental Center | Boeing A & M Developmental Center | 2101 | 3728 (Aircraft Parts and Equipment, NEC) | 9725 East Marginal Way S | DC7 | 47.51291, -122.30164 | LDW Direct | Drainage area is 0.26 acres; non-industrial. | None | NA | NA | NA | NA | NA | NA | NA | NA | NA |  | Not monitored. | 2020-07-08
L1310 | DC6 | WAR000146 | Industrial SW GP | 12/22/1992 - 12/31/2024 | The Boeing Company | Boeing Developmental Center | Boeing A & M Developmental Center | 2101 | 3728 (Aircraft Parts and Equipment, NEC) | 9725 East Marginal Way S | DC6 | 47.51290, -122.30141 | LDW Direct | Drainage area is 0.09 acres; non-industrial. | None | NA | NA | NA | NA | NA | NA | NA | NA | NA |  | Not monitored. | 2020-07-08
L1310.5 | DC19 | WAR000146 | Industrial SW GP | 12/22/1992 - 12/31/2024 | The Boeing Company | Boeing Developmental Center | Boeing A & M Developmental Center | 2101 | 3728 (Aircraft Parts and Equipment, NEC) | 9725 East Marginal Way S | DC19 | 47.51281, -122.30110 | LDW Direct |  | DC19 | 47.512809, -122.301104 | copper, zinc, TSS, turbidity, O&G, pH, TPH - diesel | Yes | 2019 (3) | copper (1), zinc (2) | Yes | 2018 (1) | TSS (1) | Agreed Order (2018); Informal Action Letter (2018) |  |  | 2020-07-08
L1311 | 2091 | WAR000146 | Industrial SW GP | 12/22/1992 - 12/31/2024 | The Boeing Company | Boeing Developmental Center | Boeing A & M Developmental Center | 2101 | 3728 (Aircraft Parts and Equipment, NEC) | 9725 East Marginal Way S | DC5 | 47.512798, -122.300392 | LDW Direct | Drainage area is 3.1 acres. Ecology performed compliance inspections on 06/24/2014 and 8/8/2019 and Technical Assistance Visits on 11/20/2014 and 10/21/2019. | DC5 (5.1M) | 47.513039, -122.300341 | copper, zinc, TSS, turbidity, O&G, pH, TPH - diesel | Yes | 2020 (1), 2019 (1), 2017 (4) | Zinc (6) | No | NA | NA | NA |  | Copper and zinc benchmark exceedances for 2018Q2 were previously in Paris but are no longer shown. | 2020-07-08
L1401 | 2092 | WAR000146 | Industrial SW GP | 12/22/1992 - 12/31/2024 | The Boeing Company | Boeing Developmental Center | Boeing A & M Developmental Center | 2101 | 3728 (Aircraft Parts and Equipment, NEC) | 9725 East Marginal Way S | DC17 | 47.51266, -122.29905 | LDW Direct | Drainage area is 0.28 acres. | None | NA | NA | NA | NA | NA | NA | NA | NA | NA |  | Not monitored. | 2020-07-08
L1402 | 2097 | WAR000146 | Industrial SW GP | 12/22/1992 - 12/31/2024 | The Boeing Company | Boeing Developmental Center | Boeing A & M Developmental Center | 2101 | 3728 (Aircraft Parts and Equipment, NEC) | 9725 East Marginal Way S | DC4 | 47.51254, -122.29907 | LDW Direct | Drainage area is 1.4 acres. Ecology performed compliance inspections on 06/24/2014 and 8/8/2019 and Technical Assistance Visits on 11/20/2014 and 10/21/2019. | DC04 | 47.512542, -122.299069 | copper, zinc, TSS, turbidity, O&G, pH, TPH - diesel | Yes | 2019 (5), 2018 (1) | copper (2), Zinc (4) | No | NA | NA | NA |  | Benchmark exceedances for copper (2018Q2) and O&G (2018Q2) previously shown in PARIS are no longer shown. | 2020-07-08
L1403 | DC16 | WAR000146 | Industrial SW GP | 12/22/1992 - 12/31/2024 | The Boeing Company | Boeing Developmental Center | Boeing A & M Developmental Center | 2101 | 3728 (Aircraft Parts and Equipment, NEC) | 9725 East Marginal Way S | DC16 | 47.51246, -122.29856 | LDW Direct | Drainage area is 0.06 acres; non-industrial. | None | NA | NA | NA | NA | NA | NA | NA | NA | NA |  | Not monitored. Discharge is not listed in facility's June 2019 Request for Coverage. | 2020-07-08
L1404 | 2096 | WAR000146 | Industrial SW GP | 12/22/1992 - 12/31/2024 | The Boeing Company | Boeing Developmental Center | Boeing A & M Developmental Center | 2101 | 3728 (Aircraft Parts and Equipment, NEC) | 9725 East Marginal Way S | DC3 | 47.51241, -122.29812 | LDW Direct | Drainage area is 0.80 acres. | None | NA | NA | NA | NA | NA | NA | NA | NA | NA |  | Not monitored. Discharge is not listed in facility's June 2019 Request for Coverage. | 2020-07-08
L1405 | 2093 | WAR000146 | Industrial SW GP | 12/22/1992 - 12/31/2024 | The Boeing Company | Boeing Developmental Center | Boeing A & M Developmental Center | 2101 | 3728 (Aircraft Parts and Equipment, NEC) | 9725 East Marginal Way S | DC2 | 47.51217, -122.29774 | LDW Direct | Drainage area is 12.5 acres. Ecology performed compliance inspections on 06/24/2014 and 8/8/2019 and Technical Assistance Visits on 11/20/2014 and 10/21/2019. | DC02 (2.18M) | 47.51268, -122.29778 | copper, zinc, TSS, turbidity, O&G, pH, TPH - diesel | Yes | 2019 (2), 2018 (2), 2017 (4) | copper (4), zinc (4) | No | NA | NA | Agreed Order (2018); Informal Action Letter (2018) |  |  | 2020-07-08
L1407 | 2095 | WAR000146 | Industrial SW GP | 12/22/1992 - 12/31/2024 | The Boeing Company | Boeing Developmental Center | Boeing A & M Developmental Center | 2101 | 3728 (Aircraft Parts and Equipment, NEC) | 9725 East Marginal Way S | DC1 | 46,51184, -122.29735 | LDW Direct | Drainage area is 11.8 acres. Ecology performed compliance inspections on 06/24/2014 and 8/8/2019 and Technical Assistance Visits on 11/20/2014 and 10/21/2019. | DC01 | 47.51194, -122.29735 | copper, zinc, TSS, turbidity, O&G, pH, TPH - diesel | Yes | 2019 (3) | copper (1), zinc (1), turbidity (1) | Yes | 2019 (1) | TSS (1) | Agreed Order (2018); Informal Action Letter (2018) |  |  | 2020-07-08
L1407 | 2095 | WAR000150 | Industrial SW GP | 12/22/1992 - 12/31/2024 | The Boeing Company | Boeing Military Flight Center | Boeing Military Flight Center | 14532 | 3723 (Aircraft Parts and Equipment, NEC) | 10002 East Marginal Way S | MFC1, MFC2, MFC3, MFC4, and MFC5 (from 2010 SWPPP, may be out of date) | MFC1: 47.513889, -122.29472; MFC2: 47.51389, -122.29194; MFC3: 47.51361, -122.29417; MFC4: 47.51667, -122.29500; MFC5: 47.51361, -122.29361 (SWPPP; may be out of date) | Public Storm Drain | Stormwater discharges from the site and enters the Norfolk CSO/SD. A 2017 map provided with the 2019 intent to renew shows five drainage areas (Areas 1 through 5); these may correspond to MFC1 through MFC5 as noted in the 2010 SWPPP. Updated SWPPP is needed. Ecology WQ conducted inspections on 12/11/2014, 07/28/2016, and 8/13/2019. | 001 (1.26C),006 (6.2C), 77 (9.1C), 75 (Stall 75), (from Jan 2020 Discharge/Sample Poitnt Update Form) | 001 (1.26C) - 47.516720, -122.295025; 006 (6.2C) - 47.513781, -122.291696; 75 (Stall 75) - 47.515087, -122.294963; 77 (9.1C) - 47.514288, -122.294147 | PCBs, TPH, copper, zinc, TSS, turbidity, O&G, pH | Yes | 2019 (8), 2018 (4), 2017 (8) | copper (8), zinc (12) | Yes | 2017 (2) | TSS (2) | Informal Action Letter (11/16/18) |  | Sample points in Jan 2020 Discharge/Sample Point Update do not match site map provided with 2019 intent to renew. Updated site map is needed. | 2020-06-16
L1407 | 2095 | WAR125005 | Industrial SW GP | 6/1/2011 - 12/31/2024 | MacDonald Miller Facility Solutions | MacDonald Miller Facility Solutions Fab Shop | MacDonald Miller Facility Solutions Fab Shop | 8578521 | 3498 (Fabricated Pipe and Fittings), 3444 (Sheet Metalwork) | 3701 S Norfolk Street | E1 through E6; W1 through W5 (SWPPP) | Various | Public Storm Drain | According to the 2012 SWPPP, there are 11 points of stormwater discharge from this site. Six discharge locations (E1 through E6) connect to the Seattle city storm drain on the east side of the property. Five discharge locations (W1 through W5) discharge to a ditch in the I-5 ROW. This information may be out of date. Ecology WQ inspections conducted 06/04/2014, 06/15/2016, and 03/12/2019 and technical assistance visits conducted 04/23/2019 and 05/03/2019. A Level 3 corrective action was completed in May 2019. | E1 (center of yard); W2 (west edge of property) | E1: 47.51232, -122.28367; W2: 47.51265, -122.28458 (SWPPP) | copper, zinc, lead, TPH-diesel, turbidity, O&G, pH | Yes | 2020 (2), 2019 (3), 2018 (8), 2017 (3) | copper (10), zinc (6) | No | NA | NA |  |  | Flows from Outfall E1 were reportedly diverted to Outfall W2 in 2015. | 2020-06-18
L1407 | 2095 | WAR125358 | Industrial SW GP | 10/17/2011 - 12/31/2024 | Steeler, Inc. | Steeler, Inc. | Steeler Inc | 7453 | 5093 (Scrap and Waste Materials), 3444 (Sheet Metal Work) | 10023 Martin Luther King Jr Way S | 001 | Not provided | Public Storm Drain | Ecology WQ conducted inspections on 06/15/2016 and 03/16/2017, and a technical assistance visit on 08/09/2016. An Engineering Report for a Level III treatment system was sumitted in August 2016. | WTL | Not provided | copper, zinc, lead, TPH, turbidity, O&G, pH | Yes | 2019 (1), 2018 (1), 2017 (4) | zinc (4), turbidity (1), TPH - diesel (1) | No | NA | NA |  |  | Monitoring point WTL is located on the southwest side of the building. Coordinates provided in PARIS are incorrect. | 2020-06-18
L1407 | 2095 | WAR307006 | Industrial SW GP | 9/26/2018 - 12/31/2024 | MV Transportation | MV Transportation Seattle | MV Transportation Seattle | 62258 | 4111 (Local and Suburban Transit) | 9833 40th Avenue S | 001 | Not provided | Public Storm Drain | Permit is new (effective September 2018). Discharge to drainage ditch. Ecology WQ inspections 1/6/20 and 1/22/20. At that time, the facility had not conducted any monitoring or prepared a site-specific SWPPP. | MP 001 | Not provided | copper, zinc, turbidity, O&G, pH, TPH | No | NA | NA | No | NA | NA | None |  |  | 2020-07-07
L1407 | 2095 | WAR125421 | Industrial SW GP | 12/1/2011 - 12/31/2024 | Nelson Trucking Co Inc | Nelson Trucking Co 9777 | Nelson Trucking Co 9777 | 18277 | 4212 (Local Trucking, Without Storage) | 9777 Martin Luther King Jr Way S | 001 (PARIS) | 47.51361, -122.28500 (SWPPP) | Public Storm Drain | Outfall location is at the SW corner of the property. Ecology WQ conducted inspections on 07/08/2015 and 2/11/2020. | 001 (SWPPP) | 47.51361, -122.28500 | copper, zinc, turbidity, O&G, pH, TPH - diesel | Yes | 2018 (1), 2017 (1) | copper (2) | No | NA | NA |  |  | Monitoring point is an outfall culvert near the southwest corner of the property. | 2020-06-19
L1407 | 2095 | WAR125646 | Industrial SW GP | 3/20/2012 - 12/31/2024 | Special Asphalt Products | Special Asphalt Products Inc | Special Asphalt Products Inc | 21356 | 3999 (Manufacturing Industries, NEC) | 9243 Martin Luther King Jr Way S | 001; SW1 | Not provided | Public Storm Drain | Outfall location and monitoring point are not shown on SWPPP site map. SW1 connects to the city's storm drain system on Martin Luther King Jr Way S. Ecology WQ inspection 06/19/2014. | 001 (parking lot) | 47.519371, -122.280154 (from facility's 2014 ISGP renewal application) | copper, zinc, turbidity, O&G, pH | No | NA | NA | No | NA | NA |  |  |  | 2020-06-19
L1503 | 8134 | WAR002227 | Industrial SW GP | 2/22/1995 - 12/31/2024 | CalPortland | Glacier Northwest Inc | Glacier Northwest Inc Seattle | 2302559 | 5032 (Brick, Stone & Related Materials) | 3838 West Marginal Way SW | S2 | 47.56872, -122.35143 | LDW Direct | According to the SWPPP, stormwater either percolates into the ground or flows to the French drain on the east side of property. The shoreline has a metal sheetwall which holds water back in the French drain. A metal pipe is submerged in the rock on the upstream side of the sheet wall. When water flows over the sheet wall, discharge is observed in the pipe. | S2 (S2 discharge point) | 47.56872, -122.35143 | copper, zinc, TSS, turbidity, O&G, pH | No | NA | NA | Yes | 2020 (1) | TSS (1) | None | None identified | Monitoring point S-2 is the submerged pipe at the northeast edge of the property (SWPPP). | 2020-06-18
L1510 | 2147 | WAR000474 | Industrial SW GP | 12/30/1992 - 12/31/2024 | Fog Tite Inc | Fog Tite Inc | Fog Tite Inc | 1184778 | 3272 (Concrete Products, NEC), 3499 (Fabricated Metal Products, NEC) | 4819 West Marginal Way SW | MH #1 | 47.55889, -122.34805 | Public Storm Drain | Stormwater runoff from the facility's roof and other impervious surfaces is collected in a series of drainpipes and catch basins, and is then treated through a sand filter and/or discharged at the SE corner of the facility, at MH #1, to the SW Idaho Street SD. | MH #1 | 47.55889, -122.34805 | copper, lead, zinc, TPH - diesel, turbidity, O&G, pH, TSS | Yes | 2019 (2), 2018 (1), 2017 (1) | Copper (3), Turbidity (1) | No | NA | NA | Informal Action - Letter (2016) | 2019-01-14 | MH #1 is the last access point before the property boundary. | 2020-06-17
L1514 | 2157 | WAR002341 | Industrial SW GP | 4/3/1995 - 12/31/2024 | General Recycling of Washington LLC | General Recycling of Washington LLC | General Recycling of Washington LLC | 18553 | 5093 (Scrap and Waste Materials) | 4260 West Marginal Way SW (Terminal 105) | OF1 | 47.54614, -122.34856 | LDW Direct | Stormwater flows to one of 33 catch basins,which are connected to the facility stormwater collection, recycling, and treatment system. Stormwater is discharged when the capacity of the collection system is exceeded. No discharges occur between April and September, as all stormwater is recycled during those months. Groundwater infiltrates the storm drain system and is also discharged. The facility has recently (late 2012/early 2013) implemented chemical stormwater treatment. | OF1 | 47.56414, -122.34856 | metals, PCBs, PAHs, TPH, TSS, turbidity, O&G, pH | No | NA | NA | No | NA | NA | Admin Order (2016) | 10/16/2019 (Technical Assistance Visit) | Monitoring occurs at the last catch basin before discharge (OF1). | 2020-06-18
L1607 | 5003 | WAR000033 | Industrial SW GP | 12/22/1992 - 12/31/2024 | The Chemithon Corp | The Chemithon Corp | Chemithon Corp | 41953656 | 3599 (Industrial Machinery), 5169 (Chemicals & Allied Products, NEC), 8731 (Commercial Physical Research) | 5430 West Marginal Way SW | Outfall 2 (Lafarge 007) | 47.55246, -122.34136 | LDW Direct | Stormwater discharges from the SE corner of the property, and passes via pipeline through the Lafarge site to Lafarge Outfall 007. | SD Sump #24 (A-1) | 47.55230, -122.34468 | copper, lead, zinc, TSS, turbidity, TPH, O&G, pH | Yes | 2018 (1) | pH (1) | Yes | 2017 (1) | TSS (1) | Informal Action - Letter (11/16/2018) | 2016-03-29 |  | 2020-06-16
L1608 | 5004 | WA0002232 | Individual Permit | 6/22/1978 - 12/30/2015 | Lafarge Corporation | Lafarge PNW Inc. | Lafarge North America Inc Seattle | 2132 | 3241 (Cement, Hydraulic) | 5400 West Marginal Way SW | 008 | 47.55236, -122.34233 | LDW Direct | Outfall 001 and Outfall 004 were capped in 2010 or 2011. Outfall 008 drains the majority of the facility. Drainage area is approximately 19.4 acres. The facility treats stormwater using an oil trap electrocoagulation, sedimentation, filtration and pH adjustment system. | Outfall 008 | Not provided | metals, PCBs, phthalates, PAHs, TSS, turbidity, O&G, pH | No | NA | NA | No | NA | None | Civil Penalty (2/6/2019) | 10/16/2019 (Technical Assistance Visit) | Specific monitoring location is not shown on site map. Many numeric effluent violations prior to 2010. | 2020-06-16
L1701 | 5005 | WAR001365 | Industrial SW GP | 12/18/1992 - 12/31/2024 | Alaska Marine Lines | Alaska Marine Lines Seattle Termina | Alaska Marine Lines Seattle Termina | 19450 | 4225 (General Warehousing and Storage), 4491 (Marine Cargo Handling), 4789 (Transportation Services, NEC) | 5502 & 5658 West Marginal Way SW | DP-1 | 47.55229, -122.34241 | LDW Direct | DP-1 discharges at the northeast corner of the site. It is unclear whether DP-1 is Outfall 2137 or Outfall 5005. | SP1 (Discharge DP1) | 47.55229, -122.34241 | metals, PCBs, PAHs, TPH, TSS, turbidity, O&G, pH | No | NA | NA | No | NA | NA | None | 2017-06-30 | Monitoring point is outfall DP-1 from sand filters in Zone B. | 2020-06-18
L1704 | AML-DP2 | WAR001365 | Industrial SW GP | 12/18/1992 - 12/31/2024 | Alaska Marine Lines | Alaska Marine Lines Seattle Termina | Alaska Marine Lines Seattle Termina | 19450 | 4225 (General Warehousing and Storage), 4491 (Marine Cargo Handling), 4789 (Transportation Services, NEC) | 5502 & 5658 West Marginal Way SW | DP-2 | 47.55114, -122.34183 | LDW Direct | DP-2 discharges from sand filters #7 and #8 at the southeast corner of OM terminal. | SP3 (Discharge DP2) | 47.55114, -122.34183 | metals, PCBs, PAHs, TPH, TSS, turbidity, O&G, pH | No | NA | NA | No | NA | NA | None | 2017-06-30 | Monitoring point is the catch basin east of sand filter 7 in Zone A near the center of the facility. | 2020-06-18
L1712 | 2130 | WAG503378 | Sand & Gravel GP | 5/19/2008 - 03/31/2021 | Glacier Northwest, Inc. dba Cal Portland | West Marginal Way Site | Glacier Northwest Marginal Way Truck Sho | 67234947 | 3273 (Ready-Mixed Concrete) | 5902 West Marginal Way SW | G001 (to ground), S001 (to surface water) | G001: 47.55194, -122.34778; S001: 47.54958, -122.34165 | LDW Direct | The permit covers the portion of the Glacier Northwest property located at 5902 West Marginal (currently called the CalPortland West Marginal Batch Plant). SW flows to the north side of the property to a conveyance swale. The swale has a series of catchments and pumps which transfer water from the swale into five onsite water storage tanks. Water in the tanks can be held for later release into the swale, or can be processed through a water filtration press and released into the swale. Water which reaches the end of the swale is discharged in the LDW through monitoring point S2. Water from cement terminal operations to the north also flows into the swale and ultimately discharges at S2. | S1 (ground), S2 (surface water) | S1: 47.54915, -122.34347; S2: 47.54958, -122.34165 | S1: O&G, pH; S2: turbidity, O&G, pH | No | NA | NA | NA | NA | NA | None | 2017-03-29 | Monitoring point S-1 is a low spot located in the center of the facility. Monitoring point S-2 is the swale at the entrance to the underground discharge pipe. The pipe daylights on the Duwamish bank. | 2020-06-16
L1802 | 2127 | WAR000471 | Industrial SW GP | 12/28/1992 - 12/31/2024 | Northland Services Inc | Northland Services Inc Seattle | Northland Services Inc Seattle | 15163955 | 4491 (Marine Cargo Handling), 4424 (Deep Sea Domestic Transportation of Freight), 4412 (Deep Sea Foreign Transportation of Freight) | 6700 West Marginal Way SW | DA-5 | 47.548038, -122.342407 | LDW Direct | Drainage area DA5. Ecology WQ compliance inspections conducted 02/08/2017 and 02/14/2017. | DA5 | 47.548038, -122.342407 | metals, PCBs, PAHs, TSS, turbidity, O&G, pH, TPH | Yes | 2017 (2) | zinc (1), turbidity (1) | No | NA | NA | 2016 - Administrative Order, 2015 - Administrative Order |  |  | 2020-06-17
L1802 | 2127 | WAR001365 | Industrial SW GP | 12/18/1992 - 12/31/2024 | Alaska Marine Lines | Alaska Marine Lines Seattle Terminal | Alaska Marine Lines Seattle Terminal | 19450 | 4491 (Marine Cargo Handling), 4225 (General Warehousing and Storage), 4789 (Transportation Services, NEC) | 5502 & 5658 West Marginal Way SW | DP3 | 47.548107, -122.340561 | Public Storm Drain | The facility address in PARIS is listed as 5502 & 5658 West Marginal Way SW; the 2015 SWPPP lists the address as 5358 & 5615 West Marginal Way SW. The CFS-GO facility at 5615 West Marginal Way SW discharges to the SW Kenny St SD; this is identified as Zone F. Stormwater collected in catch basins (closest to the loading dock) is routed through a StormwateRx Aquip treatment system prior to discharging into the storm drain line beneath West Marginal Way SW. Ecology conducted a compliance inspection on 06/13/2017. | SP4 | 47.548107, -122.340561 | metals, PCBs, PAHs, TSS, turbidity, O&G, pH, TPH | No | NA | NA | No | NA | NA | 2015 - Adminstrative Order |  |  | 2020-06-18
L1803 | 6146 | WAR000471 | Industrial SW GP | 12/28/1992 - 12/31/2024 | Northland Services Inc | Northland Services Inc Seattle | Northland Services Inc Seattle | 15163955 | 4491 (Marine Cargo Handling), 4424 (Deep Sea Domestic Transportation of Freight), 4412 (Deep Sea Foreign Transportation of Freight) | 6700 West Marginal Way SW | DA4 | 47.547212, -122.339609 | LDW Direct | Drainage area DA-4. Ecology WQ compliance inspections conducted 02/08/2017 and 02/14/2017. | DA4 (NSI DA4) | 47.542259, -122.335503 | metals, PCBs, PAHs, TSS, turbidity, O&G, pH, TPH | Yes | 2017 (3) | copper (2), zinc (1) | No | NA | NA | 2016 - Administrative Order, 2015 - Administrative Order |  | Sampling at this location began in 2012. | 2020-06-17
L1804 | 2220 | WAR000471 | Industrial SW GP | 12/28/1992 - 12/31/2024 | Northland Services Inc | Northland Services Inc Seattle | Northland Services Inc Seattle | 15163955 | 4491 (Marine Cargo Handling), 4424 (Deep Sea Domestic Transportation of Freight), 4412 (Deep Sea Foreign Transportation of Freight) | 6700 West Marginal Way SW | DA3 | 47.545050, -122.338911 | LDW Direct | Drainage area DA-3. Ecology WQ compliance inspections conducted 02/08/2017 and 02/14/2017. | DA3 (NSI DA3), DA6 (NSI DA6) | DA3: 47.544323, -122.337097; DA6: 47.547386, -122.338524 | metals, PCBs, PAHs, TSS, turbidity, O&G, pH, TPH | Yes | 2020 (1) | turbidity (1) | No | NA | NA | 2016 - Administrative Order, 2015 - Administrative Order |  | Sampling at this location began in 2012. Administrative order dated 05/05/2015 required full suite monitoring of all 6 monitoring points at the facility. Per April 2016 SWPPP the DA-2 and DA-6 monitoring points are no longer monitored because they were reconfigured in Q1 2016 to discharge to DA-3. | 2020-06-17
L1806 | 2125 | WAR000471 | Industrial SW GP | 12/28/1992 - 12/31/2024 | Northland Services Inc | Northland Services Inc Seattle | Northland Services Inc Seattle | 15163955 | 4491 (Marine Cargo Handling), 4424 (Deep Sea Domestic Transportation of Freight), 4412 (Deep Sea Foreign Transportation of Freight) | 6700 West Marginal Way SW | DA1 | 47.54363, -122.33804 | LDW Direct | Drainage area 1 (DA-1). Ecology WQ compliance inspections conducted 02/08/2017 and 02/14/2017. | DA1 | 47.541153, -122.342896 | metals, PCBs, PAHs, TSS, turbidity, O&G, pH, TPH | Yes | 2020 (2), 2018 (1) | copper (1), turbidity (2) | Yes | 2020 (1) | TSS (1) | 2016 - Administrative Order, 2015 - Administrative Order |  | Sampling at this location began in 2012. Administrative order dated 05/05/2015 required full suite monitoring of all 6 monitoring points at the facility. | 2020-06-17
L1806 | 2125 | WAR001897 | Industrial SW GP | 8/15/1994 - 12/31/2024 | Pioneer Industries | Pioneer Industries | Pioneer Industries Seattle | 66464199 | 3399 (Primary Metal Products, NEC) | 7000 Highland Park Way SW | Outfall 01 | 47.543056, -122.333885 | Public Storm Drain | Stormwater from this property enters the Highland Park Way SW SD to the north. There are 6 catch basins on the property. | CB4 | 47.543056, -122.333885 | copper, lead, zinc, TSS, TPH - diesel, turbidity, O&G, pH | Yes | 2019 (2) | copper (1), zinc (1) | No | NA | NA | None |  |  | 2020-06-18
L1807 | 2124 | WAR000471 | Industrial SW GP | 12/28/1992 - 12/31/2024 | Northland Services Inc | Northland Services Inc Seattle | Northland Services Inc Seattle | 15163955 | 4491 (Marine Cargo Handling), 4424 (Deep Sea Domestic Transportation of Freight), 4412 (Deep Sea Foreign Transportation of Freight) | 6700 West Marginal Way SW | DA2 | 47.546314, -122.337921 | LDW Direct | This outfall is identified as a "bypass-only" outfall. It is associated with drainage area 2 (DA2). Drainage from this area has been combined with DA1. | DA2 (NSI DA2) | 47.546314, -122.337921 | metals, PCBs, PAHs, TSS, turbidity, O&G, pH, TPH | No | NA | NA | No | NA | NA | None |  | Administrative order dated 05/05/2015 required full suite monitoring of all 6 monitoring points at the facility. Per April 2016 SWPPP the DA-2 and DA-6 monitoring points are no longer monitored because they were reconfigured in Q1 2016 to discharge to DA-3. | 2020-06-17
L1807 | 2122 | WAR308432 | Industrial SW GP | 9/27/2019 - 12/31/2024 | Orca Bay Foods, LLC. | Orca Bay Foods LLC | Orca Bay Foods, LLC. | 41863, 82536515 | 2092 (Fresh or Frozen Prepared Fish) | 206 SW Michigan Street | Outall POS6165 | 47.543168, -122.337041 | LDW Direct | Tenant to Lineage Seafreeze at Michigan Street Facility. Previously operated under CNE305627 (Odyssey Foods, LLC); CNE was revoked in July 2019 after | Sample Point 6 (CB637); Outfall POS6165 | SP 6: 47.543003, -122.337322; POS6165: 47.543168, -122.337041 | copper, zinc, turbidity, TSS, O&G, pH, BOD5, phosphorus, nitrate + nitrite | No | NA | NA | No | NA | NA | None |  | New permit as of late 2019. No monitoring data in PARIS. | 2020-07-21
L1807 | 2122 | WAR127040 | Industrial SW GP | 6/3/2013 - 12/31/2024 | Lineage Logistics | Michigan Street Facility | Seafreeze Ltd Terminal 115 | 82536515 | 4222 (Refrigerated Warehousing and Storage) | 206 SW Michigan Street | 1 (Outfall to LDW from Sample Point 7), 2 (Outfall to Highland Park Way SW SD from Sample Point 788. Also additional locations where stormwater discharges north to T115. | Outfall 1: 47.543229, -122.337031; Outfall 2: 47.543707, -122.338039 | LDW Direct | Facility formerly known as Lineage Seafreeze. Based on Terminal 115 SCAP, most stormwater discharges via Outfall POS 6165 (2122). Several locations where stormwater dischaeges to the north to other T115 facilities. Outfall 2 discharges to T115 near west side of Seafreeze property. Ecology WQ compliance inspection 07/23/2014 and 6/6/2019. | Monitoring Point 4 (Sample Point 7 [CB641] to Outfall 001; Monitoring Point 5 (Sample Point CB788 to Outfall 002) | SP 7: 47.543019, -122.337378; SP 788: 47.540649, -122.337097 | copper, zinc, turbidity, TSS, O&G, pH | Yes | 2019 (9) | copper (4), zinc (4), turbidity (1) | Yes | 2019 (3), 2018 (1) | TSS (4) | Informal Action - Letter (11/16/2018) |  |  | 2020-07-21
L1903 | 1st Ave S SD | WAR000581 | Industrial SW GP | 11/18/1992 - 12/31/2024 | Waste Management of WA, Inc. Eastmont Transfer Stn | Eastmont Transfer Station | Waste Management of Seattle | 2425 | 4212 (Local Trucking, Without Storage) | 7201 West Marginal Way SW | Outfall A | 47.543615, -122.338006 | Public Storm Drain | SW runoff is directed to five catch basins, then to a detention pond located just beyond the NE property line and to the city SD. Drainage maps of this area are inconsistent - SW iin the detention pond may travel NW and connect to the Highland Park Way SW SD (Terminal 115 source control area). Ecology performed inspections on 06/08/2017 and 01/06/2020. | Outfall A | 47.538059, -122.33988 | copper, zinc, turbidity, TSS, O&G, pH, TPH - diesel | Yes | 2017 (7) | copper (1), zinc (3), turbidity (2), O&G (1) | Yes | 2020 (1) | TSS (1) | None |  | Outfall A is located at the end of a pipe draining into a detention pond at the NE corner of the facility. | 2020-06-17
L1903 | 1st Ave S SD | WAR000582 | Industrial SW GP | 1/27/1993 - 12/31/2024 | Waste Management of WA, Inc. Seattle Hauling Co. | Waste Management Seattle Hauling Co. | Waste Management of Seattle 1st Ave | 95878752 | 4212 (Local Trucking, without Storage) | 7901 1st Avenue S | Outfalls A, B, and C | Outall A: 47.534938, 0122.336491; Outfall B: 47.5306, -122.335032; Outfall C: 47.532005, -122.336717 | Public Storm Drain | This address is associated with the current Intermountain Supply/Former Recycle America site. The current address for Waste Management 1st Avenue S is 8105 and 8111 1st Avenue S. A Stormwater Treatment Engineering Report for 8111 and 8105 1st Ave S was published in May 2020 and available on PARIS. Waste Management proposes to install Level 3 treatment in 2021. The 7901 1st Ave S address is not listed. SW runoff is directed into a series of catch basins located along vehicle parking and traffic areas. Outfalls A and B discharge to a city SD (E of the site) along 1st Avenue S. Outfall C discharges to a roadside ditch to the north along S Kenyon Street. | Outfall A (CB20) | 47.534938, -122.336491 | copper, zinc, turbidity, TSS, O&G, pH | Yes | 2019 (5), 2018 (3), 2017 (4) | copper (5), zinc (4), turbidity (3) | No | NA | NA | 2019 - Adminstrative Order Modification |  | Outfall A was selected as representative of stormwater at the facility. | 2020-06-17
L1903 | 1st Ave S SD | WAR000617 | Industrial SW GP | 1/29/1993 - 12/31/2024 | Standard Steel Fabricating | Standard Steel Fabricating Co Inc | Standard Steel Fabricating Co Inc | 42718345 | 3441 (Fabricated Structural Metal) | 8155 1st Avenue S | Discharge A | 47.532497, -122.320343 | Public Storm Drain | According to the 2012 SWPPP, runon from the hillside to the west is captured in a ditch equipped with baffles and a media filter, and discharges to an onsite SW pond, which flows to CB5 during high water level. The paved portions of the site drain to 10 catch basins and one storrn drain. These catch basins drain all drain to CB3 located at the NE corner of the site, which discharges offsite to a 15-inch SD line running along 1st Avenue S. The SD line runs along 1st Avenue S then discharges to an open ditch east of SR509 and ultimately to the LDW. | WM 4 MP1 | 47.532497, -122.320343 | No information | Yes | 2019 (2) | copper (1), zinc (1) | No | NA | NA | 2016 - Informal Action Letter |  | No current (2020) information on monitoring parameters was found in PARIS. | 2020-06-18
L1903 | 1st Ave S SD | WAR000737 | Industrial SW GP | 12/18/1992 - 12/31/2024 | City of Seattle, Seattle Public Utilities | South Recycle & Disposal Station | South Recycle & Disposal Station | 91256919 | 4953 (Refuse Systems), 4212 (Local Trucking, without Storage) | 8100 2nd Avenue S | Outfall 01 | 47.5375214, -122.335991 | Public Storm Drain | SW leaving the site discharges along 2nd Avenue S into a "common conveyance system" then to the 1st Avenue S SD engineered wetland system and the LDW. Ecology compliance inspection conducted 04/13/2017. | Outfall 01 | 47.537521, -122.335991 | copper, zinc, turbidity, O&G, pH | Yes | 2020 (1), 2019 (1), 2017 (1) | copper (2), turbidity (1) | Yes | 2017 (1) | TSS (1) | Administrative Order (7/29/2019); Informal Action - Letter (11/16/2018) |  |  | 2020-06-18
L1903 | 1st Ave S SD | WAR011078 | Industrial SW GP | 10/27/2008 - 12/31/2024 | Valence Surface Technologies - Seattle (MAPSCO) | Valence Surface Technologies - Seattle | Valence Surface Technologies - Seattle | 46338473 | 3471 (Plating and Polishing) | 8135 1st Avenue S | D5 | 47.53215, -122.31896 | Public Storm Drain | Site Map provided with 2019 Request for Coverage identifies four stormwater drainage areas (D1 to D4). Drainage areas D3 and D4 are areas of industrial activity, and discharge from the facility at location D5 (DP5) located at the NE corner of the facility, adjacent to 1st Avenue S. Ecology inspection conducted 02/14/2019. | DP5 | 47.53215, -122.31896 | copper, lead, zinc, TPH - diesel, turbidity, O&G, pH, TSS | No | NA | NA | No | NA | NA | None |  |  | 2020-06-18
L1903 | 1st Ave S SD | WAR011800 | Industrial SW GP | 9/25/2009 - 12/31/2024 | Samson Tug and Barge Company Inc | Samson Tug & Barge Detriot Ave SW | Samson Tug & Barge Detriot Ave SW | 24041 | 4491 (Marine Cargo Handling) | 7553 Detroit Avenue SW | SW-1 | 47.537781, -122.340828 | Public Storm Drain | According to June 2012 SWPPP, a french drain was installed in the NE corner of the property, and all SW flows to this french drain and ultimately to a city SD ditch along 2nd Avenue SW. The area of discharge is referred to in some documents as Wetland No. 3, which connects to the larger Weltand No. 1 and discharges to the LDW via the 1st Avenue S SD. Ecology inspection conducted on 3/20/2019. | SW1 | 47.537781, -122.340828 | copper, zinc, turbidity, O&G, TPH-diesel, pH | Yes | 2019 (1), 2017 (7) | copper (3), zinc (2), turbidity (4) | No | NA | NA | None |  | Until 2020, facility also monitored at location SW-2. | 2020-06-18
L1903 | 1st Ave S SD | WAR124991 | Industrial SW GP | 5/26/2011 - 12/31/2024 | First Student Inc #12125 c/o Strata Env | First Student Inc #12125 - 1st Ave | Laidlaw | 2320 | 4151 (School Buses) | 7739 1st Avenue S | 001 (unnamed stream) | 47.534577, -122.337141 | Public Storm Drain | SWPPP Site Map shows four outfalls: Outfall 001 - SW flows overland to SD2, NE of the maintenance building, then by SD pipe to the NE and the city SD on 1st Avenue S. Outfall 002 - SW flows overland to SD4, W of the wash rack, then by SD pipe to the W and the city SD on Detroit Avenue SW. Outfall 003 - SW flows overland to SD6, SW of the maintenance building, then by SD pipe to the SW and the city SD on Detroit Avenue SW. Outfall 004: SW flows overland to SD1, E of the maintenance building, then by SD pipe SE to the city SD on 1st Avenue S. 2019 Request for Coverage identifies only one outfall point. Ecology WQ inspection conducted on 03/16/2016. | SD2 (Outfall 001); SD4 (Outfall 002) | SD2: 47.53402, -122.33691; SD4: 47.53393, -122.33772 | copper, zinc, turbidity, O&G, TPH-diesel, pH | Yes | 2018 (5) | copper (2), zinc (2), turbidity (1) | No | NA | NA | None |  |  | 2020-06-18
L1903 | 1st Ave S SD | WAR125583 | Industrial SW GP | 2/24/2012 - 12/31/2024 | City of Seattle Public Utilities | South Transfer Station ISW | South Transfer Station | 3453 | 4953 (Refuse Systems), 4212 (Local Trucking, Without Storage) | 130 S Kenyon Street | 001 (East basin discharge); 002 (West basin discharge) | 001: 47.53203, -122.33141; 002: 47.53214, -122.33374 | Public Storm Drain | Eastern drainage basin - runoff is directed to a WQ treatment vault through a series of catch basins, manholes, and SDs prior to connecting to the existing public SD at the SE side of the facility on S Kenyon Street (Discharge 001). Western drainage basin - runoff is directed to a WQ treatment vault through a series of catch basins, manholes, trench drains, oil/water separators, and SDs prior to connecting to the existing public SD on the SW side of the facility parallel to S Kenyon Street (Discharge 002). Discharge 002 is shown on SWPPP Map but not listed in 2019 Request for Coverage. Coordinates were estimated from SWPPP Map; coordinates provided in Request for Coverage are in the middle of the 1st Ave S SD wetland. Ecology inspection conducted 04/13/2017. | 01W (west), 01E (east) | 01W: 47.53221, -122.33373; 01E: 47.53224, -122.33122 | copper, zinc, turbidity, O&G, pH | Yes | 2019 (3), 2017 (2) | copper (1), turbidity (4) | Yes | 2017 (1) | TSS (1) | Informal Action Letter (11/16/2018) |  | Monitoring locations are at discharge from water quality treatment vaults (east and west). Monitoring point coordinates are estimated from map; coordinates provided with Request for Coverage are in the middle of the 1st Ave S SD wetland. | 2020-06-19
L1903 | 1st Ave S SD | WAR125959 | Industrial SW GP | 7/13/2012 - 12/31/2024 | Christensen, Inc. | Christensen, Inc. Detroit Ave | Seaport Petroleum Detroit Ave | 4982711 | 5172 (Petroleum Products, NEC) | 7800 Detroit Avenue SW | Outfall A | 47.534813, -122.336562 | Public Storm Drain | Facility has several catch basins that discharge to the 1st Avenue S SD. The number of discharge points is unknown. Ecology inspection conducted on 4/5/2019. Company changed its name in 2019 to Christensen. | Outfall A | 47.533079, -122.336433 | copper, zinc, turbidity, O&G, TPH-diesel, pH | Yes | 2019 (1), 2018 (2), 2017 (4) | copper (5), zinc (1), turbidity (1) | No | NA | NA | None |  |  | 2020-06-19
L1903 | 1st Ave S SD | WAR303257 | Industrial SW GP | 07/22/2015 - 12/31/2019 | Seattle Housing Authority | SHA South Operations Facility | SHA South Operations Facility | 9147 | 4212 (Local Trucking Without Storage) | 7500 Detroit Ave SW | O1 (detention pond to west) | 47.536342, -122.337318 | Public Storm Drain | Ecology WQ inspection 05/02/2019. | DP1 (east gate) | 47.536096, -122.337345 | copper, zinc, turbidity, pH, O&G | Yes | 2018 (1), 2017 (1) | TPH-diesel (2) | No | NA | NA | None |  | The 2019 Request for Coverage identifies 4 inactive monitoring points: DP2 (most north catch basin), DP3 (south catch basin group), DP4 (west driveway motor sheet flow), DP5 (can storage sheet flow). | 2020-07-15
L2001 | 2508 | WAR127039 | Industrial SW GP | 5/31/2013 - 12/31/2024 | Alaska Marine Lines | Alaska Marine Lines | Alaska Marine Lines 7100 1st Ave | 97573251 | 4491 (Marine Cargo Handling), 3731 (Ship Building and Repairing), 4212 (Local Trucking, Without Storage) | 7100 1st Avenue S, 7100 2nd Avenue SW | DK2 | 47.540556, -122.333611 | LDW Direct | SW drainage from the northwest portion of the Douglas Management Dock site is transported to the LDW through a drainage swale that discharges at this location. Note: This facility was previously covered under permit SO3002471 (Alaska Marine Lines - Swan Bay Holdings), which was cancelled in 2002, according to Bob Wright (Ecology WQ). | DK2 (ditch along property) | 47.540556, -122.333611 | copper, zinc, TSS, turbidity, O&G, TPH-diesel, pH | Yes | 2017 (1) | turbidity (1) | No | NA | NA | None |  |  | 2020-06-19
L2008 | Boyer-1 | WAR005598 | Industrial SW GP | 1/18/2005 - 12/31/2024 | Boyer Logistics Inc | Boyer Logistics Inc | Boyer Logistics Inc | 37926748 | 4491 (Marine Cargo Handling) | 7318 4th Avenue S | D-3 | 47.53826, -122.33023 | LDW Direct | According to the May 2012 SWPPP, this outfall only discharges during "extreme overflow conditions". SW is normally pumped to a treatment system (installed in January 2012), then discharged to the LDW at outfall B2. Ecology WQ conducted compliance inspection on 07/25/2017. | Outfall is not monitored. | NA | NA | NA | NA | NA | NA | NA | NA | NA |  | Not monitored; designated sampling location is discharge from the treatment system (Outfall Boyer-2). | 2020-06-18
L2009 | Boyer-2 | WAR005598 | Industrial SW GP | 1/18/2005 - 12/31/2024 | Boyer Logistics Inc | Boyer Logistics Inc | Boyer Logistics Inc | 37926748 | 4491 (Marine Cargo Handling) | 7318 4th Avenue S | T-1 (treatment system discharge) | 47.53801, -122.32996 | LDW Direct | Discharge from StormwateRx treatment system, per May 2012 Boyer Towing SWPPP. Ecology WQ conducted compliance inspection on 07/25/2017. | 1 (oil/water separator) | 47.53799, -122.32990 | copper, zinc, TSS, turbidity, O&G, TPH-diesel, pH | Yes | 2018 (1) | turbidity (1) | No | NA | NA | None |  |  | 2020-06-18
L2010 | 2115 | WAR005598 | Industrial SW GP | 1/18/2005 - 12/31/2024 | Boyer Logistics Inc | Boyer Logistics Inc | Boyer Logistics Inc | 37926748 | 4491 (Marine Cargo Handling) | 7318 4th Avenue S | D-2 | 47.53800, -122.32993 | LDW Direct | According to the May 2012 SWPPP, this outfall only discharges during "extreme overflow conditions". SW is normally pumped to a treatment system (installed in January 2012), then discharged to the LDW at Outfall B2. Ecology WQ conducted compliance inspection on 07/25/2017. | Outfall is not monitored. | NA | NA | NA | NA | NA | NA | NA | NA | NA |  | Not monitored; designated sampling location is discharge from the treatment system (Outfall Boyer-2). | 2020-06-18
L2011 | 2114 | WAR005598 | Industrial SW GP | 1/18/2005 - 12/31/2024 | Boyer Logistics Inc | Boyer Logistics Inc | Boyer Logistics Inc | 37926748 | 4491 (Marine Cargo Handling) | 7318 4th Avenue S | D-1 | 47.53745, -122.32902 | LDW Direct | According to the May 2012 SWPPP, this outfall only discharges during "extreme overflow conditions". SW is normally pumped to a treatment system (installed in January 2012), then discharged to the LDW at Outfall B2. Ecology WQ conducted compliance inspection on 07/25/2017. | Outfall is not monitored. | NA | NA | NA | NA | NA | NA | NA | NA | NA |  | Not monitored; designated sampling location is discharge from the treatment system (Outfall Boyer-2). | 2020-06-18
L2102 | 2112 | WAR000763 | Industrial SW GP | 3/10/1993 - 12/31/2024 | Machinists Incorporated | Machinists Inc Plant 5 | Gear Works Seattle Inc | 93436287 | 3599 (Industrial Machinery, NEC) | 500 S Portland Street | Outfall 1 (sheet flow) | 47.533472, -122.322677 | Public Storm Drain | Facility discharge is on north side of property. Stormwater enters municipal storm drain across S Holden Street. Oil/water separator and StormwateRx treatment system installed in 2009. Prior to that, discharge was combined runoff from several adjacent businesses. Ecology conducted compliance inspections on 1/23/2019 and 1/30/2019. | 001 (treatment system); 002 (TFSW) | 001: 47.534044, -122.327178; 002: 47.532878, -122.327971 | copper, lead, zinc, TSS, turbidity, TPH-diesel, O&G, pH | No | NA | NA | No | NA | NA | Field Ticket - Corrrections Required (2019) |  | According to the SWPPP, discharge is to the street. | 2020-07-14
L2102 | 2112 | WAR010782 | Industrial SW GP | 7/21/2008 - 12/31/2024 | Machinists Inc | Machinists Inc 5th Ave | Machinists Inc 5th Ave | 22736 | 3599 (Industrial Machinery, NEC) | 7600 5th Avenue S | DP2 (sheet flow) | 47.534502, -122.325128 | Public Storm Drain | Previously no SW conveyance system on the site; former monitoring locations DP002 and DP001 were low spots in the yard. In 2001, two trench drains were installed to collect SW at the exits of Bldg 1 and Bldg 2 yards. SW is transported to a central catch basin, then through an oil/water separator and a filtration/activated carbon treatment system. According to 2011 SWPPP, "site discharges to LDW via street catch basin systems." | DP02 | 47.53418, -122.32722 | copper, lead, zinc, TSS, turbidity, TPD-diesel, O&G, pH | No | NA | NA | No | NA | NA | None |  | According to 2019 Annual Report, facility as an oil/water separator followed by an Arkal disk SW treatment system and activated carbon tanks. | 2020-07-14
L2102 | 2112 | WAR011741 | Industrial SW GP | 7/13/2009 - 12/31/2024 | Marine Lumber Service Inc | Marine Lumber Service Inc | Marine Lumber Service Inc | 38921541 | 5072 (Hardware), 5031 (Lumber, Plywood, and Millwork), 2421 (Sawmills and Planing Mills, General) | 525 S Chicago Street | SY1, PS1, EY1 | SY1: 47.534550, -122.325172; PS1: 47.532616, -122.326642; EY1: 47.532573, -122.326124 | Public Storm Drain | Stormwater from the Plant Yard and Plant Storage Yard drainage basins enters a catch basin equipped with a submersible pump, and is pumped to two aboveground mixed-media filters. Treated stormwater is discharged to the ground and flows north towards stormwater drainage in S Chicago Street. Roof runoff from the Plant Yard and Plant Storage Yard stormwater is discharged to the ground and flows north towards S Chicago Street. These all discharge at location SY1. Runoff in the East Yard Drainage Basin flows to a series of small catch basins, which are connected to the City storm drain in S Chicago Street; discharge is at location EY1. (Source: Marine Lumber Services SWPPP, dated Feb 2020) | SY1, EY1 | SY1: 47.534550, -122.325172; EY1: 47.532573, -122.326124 | copper, zinc, TSS turbidity, TPH-diesel, O&G, pH, COD | Yes | 2020 (2) | copper (1), zinc (1) | No | NA | NA | None |  |  | 2020-07-14
L2102 | 2112 | WAR301516 | Industrial SW GP | 1/2/2014 - 12/31/2019 | Pacific Pile & Marine LP | Pacific Pile & Marine Main Yard | Hurlen Construction | 42127616 | 1629 (Heavy Construction, NEC) | 700 S Riverside Drive | 001 (Ground) | 47.53451, -122.32498 | Ground Surface | According to facility's 2019 Request for Coverage, discharge is to ground surface with 100% infiltration. Facility is adjacent to the LDW; Outfall 2112 is located on or next to this property. Ecology conducted compliance inspections on 12/7/2018, 8/22/2019, and 1/24/2020. | 001, 002 (main yard, 700 S Riverside), 003 (main yard, 700 S Riverside), 004 (582 S Riverside) | 001: 47.5345, -122.32498; 002: 47.53451, -122.32498; 003: 47.53451, -122.32498; 004: 47.534512, -122.324984 | copper, zinc, TSS, turbidity, O&G, pH | Yes | 2020 (9), 2019 (12), 2018 (19), 2017 (11) | copper (26), zinc (11), turbidity (14) | Yes | 2020 (1), 2019 (2), 2018 (2), 2017 (1) | TSS (6) | Field Ticket - Corrections Required (2020); Administrative Order (2019), Informal Action Letter, Notice of Violation (2018) |  |  | 2020-07-13
L2103 | 2107 | WAR304003 | Industrial SW GP | 4/21/2016 - 12/31/2024 | United Site Services, Inc. | United Site Services of Nevada Inc Sea | United Site Services of Nevada Inc Sea | 14685 | 7359 (Equipment Rental & Leasing, NEC) | 1024 S Elmgrove Street | 001 | 47.53060, -122.31910 | Public Combined Sewer | Ecology conducted stormwater compliance inspections on 12/4/2018 and 9/6/2019. The 2019 inspection report indicates that all discharge is to the combined sewer, and recommended that the facility submit a Notice of Termination for this permit.The permit was renewed in November 2019. | 001 | 47.530597, -122.319095 | copper, zinc, TSS, turbidity, O&G, pH | Yes | 2019 (1), 2018 (9), 2017 (11) | copper (7), zinc (7), turbidity (7) | Yes | 2018 (2), 2017 (4) | TSS (6) | Informal Action Letter (11/16/2018) |  |  | 2020-07-13
L2107 | 2110 | WAR308860 | Industrial SW GP | 2/25/2020 - 12/31/2024 | American Gypsum Recycling - 2 LLC | American Gypsum Recycling Kenyon | Independent Metals S Kenyon St | 16139 | 3275 (Gypsum Products) | 816 S Kenyon Street | No information | No information | LDW Direct | New permit; no Request for Coverage or site map found on PARIS. Needs to be updated. | No information | No information | No information | No | NA | NA | No | NA | NA | None |  | Note: this is a new permit. The previous permit at this location (WAR009725) was Independent Metals Plant 2, which had numerous compliance and enforcement issues. | 2020-07-14
L2203 | 2214 | WAG030045 | Boatyard GP | 2/5/1993 - 7/31/2021 | South Park Marina Ltd | South Park Marina | South Park Marina | 44653368 | 3732 (Boat Building and Repairing) | 8604 Dallas Avenue S | R001 (Outfall 2214) | 47.52719, -122.31213 | LDW Direct | Stormwater from three catch basins on the South Park Marina property flows through a 3,000-gallon oil/water separator and a StormwateRx filtration system (new in 2009) prior to discharge. | R001 | 45.52718, -122.31213 | copper, lead, zinc, TSS | Yes | 2020 (0), 2019 (1), 2018 (3), 2017 (0) | copper (1), zinc (3) | No | NA | NA | None |  | Monitoring point is at the outlet of the StormwateRx treatment system (R001). | 2020-06-16
L2210 | SP5 | WAR001009 | Industrial SW GP | 3/17/1993 - 12/31/2024 | The Boeing Company | Boeing South Park | Boeing South Park | 60381981 | 3721 (Aircraft) | 1420 S Trenton Street | SP5 | 47.52528, -122.30986 | LDW Direct | According to the SWPPP, building roof and vehicle parking lot runoff is directed to Outfall SP5. | Not monitored | NA | NA | NA | NA | NA | NA | NA | NA | NA |  | Outfall not monitored; SP1 is the designated monitoring location. | 2020-06-18
L2211 | 2103 | WAR001009 | Industrial SW GP | 3/17/1993 - 12/31/2024 | The Boeing Company | Boeing South Park | Boeing South Park | 60381981 | 3721 (Aircraft) | 1420 S Trenton Street | SP4 | 47.52472, -122.30957 | LDW Direct | According to the SWPPP, building roof runoff is directed to Outfall SP4. | Not monitored | NA | NA | NA | NA | NA | NA | NA | NA | NA |  | Outfall not monitored; SP1 is the designated monitoring location. | 2020-06-18
L2212 | SP3 | WAR001009 | Industrial SW GP | 3/17/1993 - 12/31/2024 | The Boeing Company | Boeing South Park | Boeing South Park | 60381981 | 3721 (Aircraft) | 1420 S Trenton Street | SP3 | 47.52365, -122.30928 | LDW Direct | According to the SWPPP, building roof and private vehicle parking lot runoff is drected through Outfall SP3. Parking lot runoff drains to a grassy, treed vegetative strip prior to discharge to the LDW. | Not monitored | NA | NA | NA | NA | NA | NA | NA | NA | NA |  | According to Boeing's 2014 ISGP renewal application, this outfall is no longer monitored; SP1 is the designated monitoring location. | 2020-06-18
L2301 | SP2 | WAR001009 | Industrial SW GP | 3/17/1993 - 12/31/2024 | The Boeing Company | Boeing South Park | Boeing South Park | 60381981 | 3721 (Aircraft) | 1420 S Trenton Street | SP2 | 47.52301, -122.30908 | LDW Direct | According to the SWPPP, building roof runoff is directed into open vegetated drainage ditches; these ditches drain to Outfall SP2. Parking lot and storage lot runoff sheet flows thorugh a grassy, treed vegetated area prior to discharge into the LDW. | Not monitored | NA | NA | NA | NA | NA | NA | NA | NA | NA |  | Outfall not monitored; SP1 is the designated monitoring location. | 2020-06-18
L2302 | 2102 | WAR001009 | Industrial SW GP | 3/17/1993 - 12/31/2024 | The Boeing Company | Boeing South Park | Boeing South Park | 60381981 | 3721 (Aircraft) | 1420 S Trenton Street | SP1 | 47.52251, -122.30893 | LDW Direct | According to the SWPPP, roof and yard runoff is directed into open, grass-lined ditches. These ditches drain to Outfall SP1 through a grassy, treed vegetative strip at the very SE corner of the site prior to discharge into the LDW. | SP1 | Not provided | copper, zinc, turbidity, O&G, pH, TSS | No | NA | NA | No | NA | NA | None |  |  | 2020-06-18
L2306 | 2100 | WAG030091 | Boatyard GP | 10/29/1993 - 7/31/2021 | Delta Marine Industries Inc | Delta Marine Industries Inc | Delta Marine Industries Inc | 22978975 | 3732 (Boat Building and Repairing) | 1608 S 96th Street | 10 discharge points to the S 96th St SD | Not provided | Public Storm Drain | This facility is located in sub-basin 1 of the S 96th Street SD basin. Most of the stormwater generated at Delta Marine is transported to the S 96th Street SD, which crosses through the center of the property on S 95th Street. Compliance inspections were conducted 11/28/2017 and 2/14/2020. | R001/M001 (PARIS) | Unknown | copper, lead, zinc, TSS, O&G | No | NA | NA | No | NA | NA | None |  | No information regarding the monitoring location was available. The coordinates in PARIS are incorrect. | 2020-06-16
L2306 | 2100 | WAG503282 | Sand & Gravel GP | 6/21/1995 - 03/31/2021 | ICON Materials | ICON Materials Seattle Asphalt | ICON Materials Seattle Asphalt | 93252843 | 1442 (Construction Sand and Gravel), 2951 (Asphalt Paving Mixtures and Blocks) | 1115 S 96th Street | DP#1 (S001), DP#2 (S002), DP#3 (S003), DP#4 (S004) | DP#1: 47.5170, -122.3196; DP#2: 47.5170, -122.3188; DP#3: 47.5169, -122.3181; DP#4: 47.5169, -122.3173 | Public Storm Drain | This facility is located in sub-basin 2 of the S 96th Street SD basin. Drainage structures include oil/water separators, a detention basin, and a retention pond. Stormwater is discharged from the site at four locations. Ecology WQ Inspections conducted on 12/02/2013, 08/09/2016, 12/06/2016, and 8/28/2019. | Sample Point #1 (S001), Sample Point #2 (S002), S003 (Sample Point #3), Sample Point #4 (S004) | SP#1: 47.5170, -122.3196; SP#2: 47.5165, -122.3189; SP#3: 47.5169, -122.3181; SP#4: 47.5169, -122.3173 | turbidity, O&G, pH | No | NA | NA | No | NA | NA | 2017 - Notice of Violation |  |  | 2020-06-16
L2306 | 2100 | WAR000154 | Industrial SW GP | 12/22/1992 - 12/31/2024 | Ace Galvanizing Inc | Ace Galvanizing Inc 96th | Ace Galvanizing Inc 96th | 2077 | 3479 (Metal Coating and Allied Services) | 429 S 96th Street | D1, D2 | D1 (Hamm Creek, North Fork): 47.517222, -122.327664; D2 (Hamm Creek, Middle Fork): 47.515433, -122.325912 | Public Storm Drain | This facility is in sub-basin 3 of the S 96th Street SD basin. Stormwater is transported to Hamm Creek Middle Fork (via CB13) and to Hamm Creek North Fork (via CB9). Stormwater in Drainage area 1 is treated with filtration and an ion exchange system; drainage area 1 flows are combined at CB9 then discharged to a buried SD to the S 96th Street SD. Stormwater from the undeveloped Drainage Area 2 flowed by sheet flow to catch basins and a trench along the south of the property to CB12 and MH13. All stormwater in Drainage Area 2 was either diverted to existing Drainage 1 treatment system (mostly) or infiltrated (small remainder) as of 10/31/2017. Ecology conducted a follow-up compliance inspection on 4/16/2014 and another inspection on 1/30/2019. | CB9 (D1), F2 (D1) - treatment system sample port, CB13 (D2), M2 (East Driveway sheet flow) | CB9: 47.516489, -122.327726; F2: 47.516427, -122.327923; CB13: 47.515613, -122.326069; M2: unknown | copper, lead, zinc, TPH, turbidity, O&G, pH | Yes | 2020 (1), 2019 (4), 2017 (3) | copper (1), zinc (7) | No | NA | NA | None |  | CB9 is the last point of stormwater access to drainage from DA1. CB12 is located outside the fenced yard and provides drainage for the undeveloped south side of the property. Monitoring points in the most recent DMR data are CB13, DA2, and M2; according to a Site Map dated 3/19/2019, M2 is a monitoring point for East Driveway sheet flow. | 2020-06-17
L2306 | 2100 | WAR000264 | Industrial SW GP | 12/28/1992 - 12/31/2024 | PSF Mechanical Inc | Psf Mechanical Inc | PSF Mechanical Inc | 18451551 | 3443 (Fabricated Plate Work - Boiler Shops), 3444 (Sheet Metal Work) | 9322 14th Avenue S | Outfall 1 | 47.51889, -122.30611 (PARIS) | Public Storm Drain | This facility is located in sub-basin 1 of the S 96th Street SD basin. Stormwater in the northern half of the site drains to 3 CBs and one sump, then discharges via pipe at the SE corner of the property to the S 96th Street SD. Stormwater on the southern portion of the property drains to one of 3 CBs and discharges to a drainage ditch near the SW corner of the property. The drainage ditch connects to the S 96th Street SD. Ecology WQ compliance inspections conducted 01/07/2015 and 01/27/2015. | MP1 (Discharge) and MP2 (CB#3 treatment), per PARIS. SWPPP identifies only a single monitoring location. | MP1: 47.5196, -122.3138; MP2 location unknown | copper, lead, zinc, TPH, turbidity, O&G, pH, hardness,TSS, TPH (diesel) | Yes | 2019 (3) | copper (1), Zinc (2) | No | NA | NA |  |  | PARIS indicates that there are two monitoring locations, however the facility's SWPPP only identifies one location. | 2020-06-17
L2306 | 2100 | WAR000650 | Industrial SW GP | 1/29/1993 - 12/31/2024 | North American Auto Transportation | North American Auto Transportation Inc | Selland Auto Transport | 37752719 | 4213 (Trucking, Except Local) | 615 S 96th Street | #5 Main Drain (Discharge 001) | 47.51611, -122.32500 (PARIS) | Public Storm Drain | This facility is located in sub-basin 3 of the S 96th Street SD basin. There are four catch basins on the property. Discharge is through the #5 Main Drain. Ecology WQ Compliance Inspection-Without Sampling conducted 09/28/2016 and 07/16/2019. Technical assistance visit conducted 03/19/2014. | #5 Main Stormwater Drain behind the green fence, on the S side of the property near the SE corner of the yard. | 47.51611, -122.32500 (PARIS) | copper, zinc, turbidity, O&G, pH, TPH - diesel | Yes | 2019 (2), 2017 (2) | zinc (4) | No | NA | NA |  |  |  | 2020-06-18
L2306 | 2100 | WAR001949 | Industrial SW GP | 8/26/1994 - 12/31/2024 | Industrial Automation Inc | Industrial Automation Inc | Industrial Automation Inc | 74236527 | 3599 (Industrial Machinery) | 1421 S 93rd Street | A-1 (CB-11, Yard A); also CB-8 (Yard B) - not listed in PARIS. | A-1: 47.5198, -122.3144; CB-8: 47.5198, -122.3141 | Public Storm Drain | This facility is located in sub-basin 1 of the S 96th Street SD basin. Stormwater in Yard A flows to CB-11, then is discharged to a CB on the PSF Mechanical property to the south. Stormwater in Yard B flows to CB-8, then offsite to a CB on the Frog Hollow property to the east. Stormwater from the parking area on the west side may discharge to a CB along 14th Avenue S. Ecology conducted a compliance inspection on 01/04/2019. | A-1 (CB-11) | 47.5198, -122.3145 | copper, zinc, turbidity, O&G, pH | Yes | 2018 (1) | copper (1) | No | NA | NA | 2016 - Informal Action Letter |  | Monitoring point A-1 is the catch basin in Yard A (CB-11). The catch basin in Yard B (CB-8) is not monitored. | 2020-06-18
L2306 | 2100 | WAR002142 | Industrial SW GP | 12/27/1994 - 12/31/2024 | Puget Sound Coatings, LLC | Puget Sound Coatings | Puget Sound Coatings Machinists Inc | 97263627 | 3479 (Metal Coating and Allied Services) | 9220 8th Avenue S | Outfall B | 47.51694, -122.32194 (PARIS) | Public Storm Drain | This facility is located in sub-basin 1 of the S 96th Street SD basin.Stormwater generated at the site is collected in 19 catch basins and a 36-inch detention pipe, and passes through a SW treatment system (Aquip modified sand filter and ion exchange system, installed in Sep 2011) before discharge to the S 96th Street SD. Ecology WQ conducted a compliance inspection on 09/09/2014. Ecology conducted a complance inspection on 11/21/2019. | CB-2 (assumed to be the treatment system effluent) | 47.51694, -122.32194 (PARIS) | copper, lead, zinc, TPH - diesel, turbidity, O&G, pH | No | NA | NA | No | NA | NA |  |  |  | 2020-06-18
L2306 | 2100 | WAR003120 | Industrial SW GP | 1/23/1993 - 12/31/2024 | Gary Merlino Construction | Gary Merlino Construction Office BD | Gary Merlino Construction Company | 7727938 | 4225 (General Warehousing and Storage), 1611 (Highway and Street Construction), 1623 (Water, Sewer, and Utility Lines), 4222 (Refrigerated Warehousing and Storage) | 9125 10th Avenue S | 001, 002 | Not provided | Public Storm Drain | Outfall 001 is identified in PARIS as 10th Ave South; Outfall 002 is Barton Street. Permitted water body is "unnamed." Sea King Industrial Park SCAP indicates that this facility discharges to the S 96th Street SD. Ecology WQ conducted compliance inspections on 06/23/2015, 11/18/2015 and 11/28/2018. | 001, 002 | Not provided | copper, zinc, turbidity, O&G, pH, TSS | No | NA | NA | Yes | 2018 (1), 2017 (1) | TSS (2) | 2018 - Informal Action Letter |  |  | 2020-06-18
L2306 | 2100 | WAR125038 | Industrial SW GP | 6/13/2011 - 12/31/2024 | Absolute German | Absolute German | Absolute German | 10207 | 5521 (Used Car Dealers), 5015 (Motor Vehicle Parts, Used) | 9510 14th Avenue S | O1A | 47.51711, -122.31443 (Rear Gate) | Public Storm Drain | Property is located adjacent to and just to the west of West Marginal Way S, in sub-basiin 2 of the S 96th Street SD basin. There is an oil/water separator in the NE area of the property; stormwater is conveyed from the oil/water separator to a filter assembly prior to discharge near the rear gate to the West Marginal Way SW ROW and presumably to the S 96th Street SD. Ecology WQ conducted inspections on 04/20/2016 and 02/07/2019. | 01A (SW filter assembly at Rear Gate) | 47.5171, -122.3144 | copper, lead, zinc, TPH, turbidity, O&G, pH | No | NA | NA | No | NA | NA | None |  | Monitoring samples are collected at the effluent of the stormwater filter assembly, just prior to discharge from the site. | 2020-06-18
L2306 | 2100 | WAR125474 | Industrial SW GP | 1/12/2012 - 12/31/2024 | Pacific Industrial Supply Co Inc | Pacific Industrial Supply Co Inc | Pacific Industrial Supply Director St | 1143511 | 4499 (Water Transportation Services), 5251 (Hardware Stores), 5088 (Transportation Equipment & Supplies), 5051 (Metals Service Centers and Offices) | 1231 S Director Street | Outfall 1 | 47.52241, -122.30783 (PARIS) | Ground Surface | Stormwater flows off the asphalt storage yard to a single catch basin at the back of the property, which appears to empty to surface water directly S of the property (Ecology 2008 [9447]). A current aerial photo does not show surface water to the south; this is the SR99 ROW. Stormwater from this facility likely infiltrates the ground in this area. Ecology WQ conducted a compliance inspection on 07/08/2015. | Outfall CB back parking lot (1 in PARIS) | 47.52241, -122.30783 (PARIS) | copper, zinc, turbidity, O&G, pH, TPH - diesel, TSS | Yes | 2019 (1), (2018 (1), 2017 (2) | copper (1), zinc (3) | Yes | 2019 (1), 2017 (1) | TSS (2) | 2018 - Informal Action Letter; 2016 - Informal Action Letter |  | Monitoring point is a catch basin in the facility's back parking lot. | 2020-06-19
L2306 | 2100 | WAR125565 | Industrial SW GP | 2/16/2012 - 12/31/2024 | Security Contractor Services Inc | Security Contractor Services Inc | Security Contractor Services Inc | 16779 | 5039 (Construction Materials), 3496 (Misc. Fabricated Wire Products) | 9619 8th Avenue S | Outfall 1 | 47.51583, -122.32333 (PARIS) | Public Storm Drain | This facility is located in sub-basin 3 of the S 96th Street SD basin. Two catch basins on site. Stormwater is transported to a series of grassy swales and culverts, and exits the site in the SE corner of the property. | 'A' - Drain in parking lot (PARIS); Outfall 001 (SWPPP) | 47.51583, -122.32333 (PARIS) | copper, lead, zinc, TPH, turbidity, O&G, pH | Yes | 2019 (1), 2017 (1) | copper (1), zinc (1) | No | NA | NA | None |  | According to the SWPPP, monitoring occurs at the outfall location. | 2020-06-19
L2306 | 2100 | WAR301372 | Industrial SW GP | 12/7/2013 - 12/31/2024 | Samson Tug and Barge Company Inc | Samson Tug & Barge South Park Facility | Morgan Trucking Inc Seattle | 42665774 | 4491 (Marine Cargo Handling) | 9228 10th Avenue S | 1 | 47.51861, -122.31889 (Notice of Intent) | Public Storm Drain | Notice of Intent indicates discharge is to a property boundary ditch which flows to Hamm Creek (north fork). Ecology WQ inspections conducted 03/24/2015, 04/02/2015, 06/25/2015, 11/18/2015, 01/28/2016, 10/05/2016, 10/13/2016, 10/20/16, 3/15/2017, and 3/20/2019. | 01 (Manhole 1), B (Pond; from PARIS) | 01: 47.51861, -122.31889 (Notice of Intent); B: location of this sampling point is unclear as the PARIS coordinates (47.518333, -122.319444) plot in a parking lot | copper, zinc, turbidity, O&G, pH, TPH - diesel | Yes | 2019 (2), 2018 (6), 2017 (6) | copper (6), zinc (3), turbidity (5) | No | NA | NA | 2015 - Informal Action Letter, Civil Penalty, Administrative Order, Notice of Violation |  | The facility's drainage system was redone in 4Q 2015 to move all stormwater to the SW portion of the property where the treatment system is located. | 2020-07-01
L2306 | 2100 | WAR301509 | Industrial SW GP | 12/30/2013 - 12/31/2024 | Old Dominion Freight Line Inc | Old Dominion Freight Line Inc | YRC Inc Seattle | 17445 | 4213 (Trucking, Except Local) | 600 S 96th Street | 001 | 47.51722, -122.32472 (Notice of Intent) | Public Storm Drain | Facility was previously covered under SO3004620 (Roadway Express Inc T870). Old Dominion had previously been granted a CNE. New permit effective December 2013; no SWPPP available. Ecology WQ inspection 04/22/2015. | 001 | 47.51722, -122.32472 (Notice of Intent) | copper, zinc, turbidity, O&G, pH | No | NA | NA | No | NA | NA | 2016 - Informal Action Letter |  | Monitoring point is described as south access manway of detention wet vault. | 2020-07-01

## 1-Active Outfalls (Transposed)
Leidos ID | L0101 | L0102 | L0103 | L0104 | L0201 | L0202 | L0301 | L0304 | L0305 | L0306 | L0307 | L0308 | L0309 | L0310 | L0401 | L0402 | L0501 | L0502 | L0503 | L0504 | L0505 | L0506 | L0508 | L0509 | L0602 | L0603 | L0604 | L0607 | L0609 | L0611 | L0701 | L0703 | L0704 | L0706 | L0801 | L0805.5 | L0806 | L0808 | L0810 | L0814 | L0815 | L0816 | L0817 | L0908 | L0909 | L0911 | L0913 | L0919 | L0920 | L1001 | L1002 | L1004 | L1006 | L1007 | L1008 | L1012 | L1016.5 | L1031.5 | L1037.5 | L1043 | L1054 | L1102 | L1103 | L1104 | L1202 | L1204 | L1208 | L1209 | L1210 | L1301 | L1302 | L1303 | L1304 | L1306 | L1307 | L1308 | L1309 | L1310 | L1310.5 | L1311 | L1401 | L1402 | L1403 | L1404 | L1405 | L1407 | L1413 | L1501 | L1502 | L1503 | L1505 | L1506 | L1507 | L1508 | L1509 | L1510 | L1514 | L1515 | L1516 | L1521 | L1607 | L1608 | L1701 | L1704 | L1712 | L1801 | L1802 | L1803 | L1804 | L1806 | L1807 | L1808 | L1810 | L1901 | L1902 | L1903 | L1904 | L1905 | L2001 | L2003 | L2005 | L2008 | L2009 | L2010 | L2011 | L2101 | L2102 | L2103 | L2107 | L2109 | L2201 | L2203 | L2204.5 | L2205 | L2210 | L2211 | L2212 | L2301 | L2302 | L2303 | L2304 | L2306 | L2401 | L2402 | L2403 | L2404 | L2405 | L2406 | L2407 | L2408
Outfall Name | 2156 | 2151 | HRE-1 | 2154 | S Nevada St SD | Diagonal Avenue S CSO/SD | 2003 | 2005 | 2004 | 2246 | 2247 | 5000 | 2245 | 5001 | 2244 | Brandon CSO | 2008 | 2009 | 2010 | 2011 | 2013 | 2017 | 2015 | 2016 | GNW-CBP | Head of Slip 2 SD | GBD | 2022 | Michigan CSO | 1st Ave S SD (E) | S River St SD | 2024 | SDC | S Brighton St SD | DWN | SBW-B | 2028 | S Myrtle St SD | S Garden St SD | 2039 | 2040 | CS-B | DRLD | I5 SD at Slip 4 | Georgetown SD | KCIA SD#3 | CDG | P2A-A | P2A-B | P2B | P2C | P2D | P2E | P2F | P2G | 16th Avenue S SD (W) | P26 | P33 | P36 | Z | 2065 | KCIA SD#2 | 2061 | 2077 | 2075 | 2073 | KCIA SD#1 | DC15 | DC14 | DC13 | DC12 | DC18 | DC11 | DC10 | DC9 | DC8 | DC7 | DC6 | DC19 | DC5 | DC17 | DC4 | DC16 | DC3 | DC2 | Norfolk CSO/SD | I5 SD at S Ryan St | 8132 | 8133 | 8134 | SW Dakot St SD | 2148 | 2150 | 2233 | 2232 | SW Idaho St SD | 2157 | Duwamish West CSO | 2226 | South Ops Ctr SD | 5003 | 5004 | 5005 | AML-DP2 | 2130 | 2128 | SW Kenny St SD/T115 CSO | 6146 | 2220 | Highland Park Wy SW SD | 2124 | 2122 | West Michigan CSO | 2505 | 2512 | 1st Ave S SD (W) | 2507 | 2510 | 2508 | 2509 | 2nd Ave S SD | B1 | B2 | 2115 | 2114 | S Webster St SD | 7th Avenue S SD | 8th Avenue CSO | 2110 | 3037 | 16th Ave S SD (W) | 2214 | 17th Ave S SD | 2212 | SP5 | 2103 | SP3 | SP2 | 2102 | S Director St | 2101 | S 96th St SD | Hamm Creek | DuwSD#3 | 2098 | 2099 | W Marginal Pl S SD | 2201 | Ditch #1 | Ditch #2
Outfall ID | 2156 | 2151 | HRE-1 | 2154 | S Nevada St SD | 2155 | 2003 | 2005 | 2004 | 2246 | 2247 | 5000 | 2245 | 5001 | 2244 | 2223 | 2008 | 2009 | 2010 | 2011 | 2013 | 2017 | 2015 | 2016 | GlacierNW-CBP | 2019 | GBD | 2022 | 2502 | 2503 | S River St SD | 2024 | Seattle Dist Ctr | S Brighton St SD | Dawn Foods | SBW-B | 2028 | 2026 | 2035 | 2039 | 2040 | CleanScapes B | DuwReload | 2046 | 2047 | 2049 | CedarGrove | 2053 | 2052 | P2B | 3022 | 3024 | P2E | 3026 | 3027 | 3032 | P26 | P33 | P36 | 2056 | 2065 | 2062 | 2061 | 2077 | 2075 | 2073 | 2080 | 2081 | 2082 | 2089 | 2088 | DC18 | 2087 | 2085 | 2090 | DC8 | DC7 | DC6 | DC19 | 2091 | 2092 | 2097 | DC16 | 2096 | 2093 | 2095 | I5 SD at S Ryan St | 8132 | 8133 | 8134 | 2149 | 2148 | 2150 | 2233 | 2232 | 2147 | 2157 | Siphon-West CSO | 2226 | South Ops Ctr SD | 5003 | 5004 | 5005 | AML-DP2 | 2130 | 2128 | 2127 | 6146 | 2220 | 2125 | 2124 | 2122 | 2506 | 2505 | 2512 | 1st Ave S SD | 2507 | 2510 | 2508 | 2509 | 2118 | Boyer-1 | Boyer-2 | 2115 | 2114 | 2113 | 2112 | 2107 | 2110 | 3037 | 2215 | 2214 | 17th Ave S SD | 2212 | SP5 | 2103 | SP3 | SP2 | 2102 | S Director St | 2101 | 2100 | 2205 | DuwSD#3 | 2098 | 2099 | 2200 | 2201 | Ditch #1 | Ditch #2
Outfall Type | Port SD | Port SD | Port SD | Port SD | City SD | County CSO/City SD | No information | Federal SD | Federal SD | Federal SD | Federal SD | Federal SD | Federal SD | Federal SD | County SD | County CSO | Private SD | Private SD | Private SD | Private SD | Private SD | Private SD | Private SD | Private SD | Private SD | Private SD | Private SD | Private SD | County CSO | WSDOT SD | City SD | Private SD | Private SD | City SD | Private SD | Private SD | Private SD | City SD | Private SD | Private SD | Private SD | Private SD | Private SD | WSDOT SD | City SD | County SD/City EOF | Private SD | Private SD | Private SD | Private SD | Private SD | Private SD | Private SD | Private SD | Private SD | City SD (Tukwila) | Private SD | Private SD | Private SD | City SD (Tukwila) | Private SD | County SD/City EOF | Private SD | Private SD | Private SD | Private SD | County SD | Private SD | Private SD | Private SD | Private SD | Private SD | Private SD | Private SD | Private SD | Private SD | Private SD | Private SD | Private SD | Private SD | Private SD | Private SD | Private SD | Private SD | Private SD | City SD (Tukwila) | WSDOT SD | Port SD | Port SD | Ditch | City SD | Port SD | Port SD | Ditch | Port SD | City SD | Private SD | County CSO/EOF | Creek | City SD | Private SD | Private SD | Private SD | Private SD | Private SD | Port SD | City SD / County CSO | Port SD | Port SD | City SD | Port SD | Port SD | County CSO | WSDOT SD | WSDOT SD | WSDOT SD | WSDOT SD | WSDOT SD | Private SD | WSDOT SD | Private SD | Private SD | Private SD | Private SD | Private SD | City SD | City SD | County CSO | Private SD | County SD | County SD | Private SD | City SD | Port SD | Private SD | Private SD | Private SD | Private SD | Private SD | Creek | No information | Private SD | Creek | City SD | City SD | City SD | City SD (Tukwila) | City SD (Tukwila) | Ditch | Ditch
Est. River Mile | 0.01 | 0.03 | 0.035 | 0.07 | 0.29 | 0.458 | 0.71 | 0.87 | 0.88 | 0.89 | 0.92 | 0.925 | 0.926 | 0.927 | 1.07 | 1.1 | 1.24 | 1.29 | 1.38 | 1.43 | 1.45 | 1.54 | 1.61 | 1.611 | 1.681 | 1.682 | 1.71 | 1.89 | 1.945 | 1.98 | 2 | 2.12 | 2.148 | 2.15 | 2.28 | 2.35 | 2.37 | 2.39 | 2.49 | 2.592 | 2.63 | 2.72 | 2.79 | 2.834 | 2.835 | 2.837 | 2.85 | 2.881 | 2.882 | 3.04 | 3.07 | 3.1 | 3.15 | 3.17 | 3.2 | 3.303 | 3.35 | 3.49 | 3.51 | 3.57 | 3.68 | 3.78 | 3.79 | 3.88 | 3.9 | 3.98 | 4.16 | 4.19 | 4.22 | 4.35 | 4.37 | 4.38 | 4.4 | 4.45 | 4.56 | 4.72 | 4.74 | 4.76 | 4.78 | 4.8 | 4.84 | 4.86 | 4.88 | 4.9 | 4.91 | 4.94 | 5.18 | -0.1 | -0.05 | 0.03 | 0.02 | 0.04 | 0.07 | 0.13 | 0.2 | 0.27 | 0.35 | 0.42 | 0.48 | 0.49 | 1.224 | 1.226 | 1.228 | 1.31 | 1.43 | 1.49 | 1.52 | 1.62 | 1.77 | 1.815 | 1.817 | 1.91 | 2.03 | 2.05 | 2.07 | 2.085 | 2.09 | 2.12 | 2.121 | 2.123 | 2.22 | 2.35 | 2.365 | 2.37 | 2.44 | 2.63 | 2.71 | 2.83 | 2.92 | 3.22 | 3.37 | 3.5 | 3.51 | 3.58 | 3.71 | 3.74 | 3.81 | 3.86 | 3.88 | 3.91 | 3.95 | 4.15 | 4.32 | 4.39 | 4.45 | 4.48 | 4.55 | 4.58 | 4.73 | 4.9
River Side | Harbor Island | Harbor Island | Harbor Island | East | East | East | East | East | East | East | East | East | East | East | East | East | East | East | East | East | East | East | East | East | East | East | East | East | East | East | East | East | East | East | East | East | East | East | East | East | East | East | East | East | East | East | East | East | East | East | East | East | East | East | East | East | East | East | East | East | East | East | East | East | East | East | East | East | East | East | East | East | East | East | East | East | East | East | East | East | East | East | East | East | East | East | East | West | West | West | West | West | West | West | West | West | West | West | West | West | West | West | West | West | West | West | West | West | West | West | West | West | West | West | West | West | West | West | West | West | West | West | West | West | West | West | West | West | West | West | West | West | West | West | West | West | West | West | West | West | West | West | West | West | West | West | West | West | West | West
Source Control Area | RM 0.0-0.1 East | RM 0.0-0.1 East | RM 0.0-0.1 East | RM 0.0-0.1 East | RM 0.1-0.9 East | RM 0.1-0.9 East | RM 0.9-1.0 East | RM 0.9-1.0 East | RM 0.9-1.0 East | RM 0.9-1.0 East | RM 0.9-1.0 East | RM 0.9-1.0 East | RM 0.9-1.0 East | RM 0.9-1.0 East | RM 1.0-1.2 East | RM 1.0-1.2 East | RM 1.2-1.7 East | RM 1.2-1.7 East | RM 1.2-1.7 East | RM 1.2-1.7 East | RM 1.2-1.7 East | RM 1.2-1.7 East | RM 1.2-1.7 East | RM 1.2-1.7 East | RM 1.7-2.0 East | RM 1.7-2.0 East | RM 1.7-2.0 East | RM 1.7-2.0 East | RM 1.7-2.0 East | RM 1.7-2.0 East | RM 2.0-2.3 East | RM 2.0-2.3 East | RM 2.0-2.3 East | RM 2.0-2.3 East | RM 2.3-2.8 East | RM 2.3-2.8 East | RM 2.3-2.8 East | RM 2.3-2.8 East | RM 2.3-2.8 East | RM 2.3-2.8 East | RM 2.3-2.8 East | RM 2.3-2.8 East | RM 2.3-2.8 East | RM 2.8 East | RM 2.8 East | RM 2.8 East | RM 2.8 East | RM 2.8 East | RM 2.8 East | RM 2.8-3.7 East | RM 2.8-3.7 East | RM 2.8-3.7 East | RM 2.8-3.7 East | RM 2.8-3.7 East | RM 2.8-3.7 East | RM 2.8-3.7 East | RM 2.8-3.7 East | RM 2.8-3.7 East | RM 2.8-3.7 East | RM 2.8-3.7 East | RM 2.8-3.7 East | RM 3.7-3.9 East | RM 3.7-3.9 East | RM 3.7-3.9 East | RM 3.9-4.3 East | RM 3.9-4.3 East | RM 3.9-4.3 East | RM 3.9-4.3 East | RM 3.9-4.3 East | RM 4.3-4.9 East | RM 4.3-4.9 East | RM 4.3-4.9 East | RM 4.3-4.9 East | RM 4.3-4.9 East | RM 4.3-4.9 East | RM 4.3-4.9 East | RM 4.3-4.9 East | RM 4.3-4.9 East | RM 4.3-4.9 East | RM 4.3-4.9 East | RM 4.9 East | RM 4.9 East | RM 4.9 East | RM 4.9 East | RM 4.9 East | RM 4.9 East | RM 4.9 East | RM 0.0-1.0 West | RM 0.0-1.0 West | RM 0.0-1.0 West | RM 0.0-1.0 West | RM 0.0-1.0 West | RM 0.0-1.0 West | RM 0.0-1.0 West | RM 0.0-1.0 West | RM 0.0-1.0 West | RM 0.0-1.0 West | RM 0.0-1.0 West | RM 0.0-1.0 West | RM 0.0-1.0 West | RM 1.0-1.3 West | RM 1.0-1.3 West | RM 1.3-1.6 West | RM 1.3-1.6 West | RM 1.3-1.6 West | RM 1.6-2.1 West | RM 1.6-2.1 West | RM 1.6-2.1 West | RM 1.6-2.1 West | RM 1.6-2.1 West | RM 1.6-2.1 West | RM 1.6-2.1 West | RM 1.6-2.1 West | RM 2.1 West | RM 2.1 West | RM 2.1 West | RM 2.1 West | RM 2.1 West | RM 2.1-2.2 West | RM 2.1-2.2 West | RM 2.1-2.2 West | RM 2.1-2.2 West | RM 2.1-2.2 West | RM 2.1-2.2 West | RM 2.1-2.2 West | RM 2.2-3.4 West | RM 2.2-3.4 West | RM 2.2-3.4 West | RM 2.2-3.4 West | RM 2.2-3.4 West | RM 3.4-3.8 West | RM 3.4-3.8 West | RM 3.4-3.8 West | RM 3.4-3.8 West | RM 3.4-3.8 West | RM 3.4-3.8 West | RM 3.4-3.8 West | RM 3.8-4.2 West | RM 3.8-4.2 West | RM 3.8-4.2 West | RM 3.8-4.2 West | RM 3.8-4.2 West | RM 4.2-5.8 West | RM 4.2-5.8 West | RM 4.2-5.8 West | RM 4.2-5.8 West | RM 4.2-5.8 West | RM 4.2-5.8 West | RM 4.2-5.8 West | RM 4.2-5.8 West
Source Control Area Name | Spokane Street to Ash Grove Cement | Spokane Street to Ash Grove Cement | Spokane Street to Ash Grove Cement | Spokane Street to Ash Grove Cement | EAA-1: Duwamish/Diagonal Way | EAA-1: Duwamish/Diagonal Way | Slip 1 | Slip 1 | Slip 1 | Slip 1 | Slip 1 | Slip 1 | Slip 1 | Slip 1 | KC Lease Parcels | KC Lease Parcels | St. Gobain to Glacier Northwest | St. Gobain to Glacier Northwest | St. Gobain to Glacier Northwest | St. Gobain to Glacier Northwest | St. Gobain to Glacier Northwest | St. Gobain to Glacier Northwest | St. Gobain to Glacier Northwest | St. Gobain to Glacier Northwest | Slip 2 to Slip 3 | Slip 2 to Slip 3 | Slip 2 to Slip 3 | Slip 2 to Slip 3 | Slip 2 to Slip 3 | Slip 2 to Slip 3 | Slip 3 to Seattle Boiler Works | Slip 3 to Seattle Boiler Works | Slip 3 to Seattle Boiler Works | Slip 3 to Seattle Boiler Works | Seattle Boiler Works to Slip 4 | Seattle Boiler Works to Slip 4 | Seattle Boiler Works to Slip 4 | Seattle Boiler Works to Slip 4 | Seattle Boiler Works to Slip 4 | Seattle Boiler Works to Slip 4 | Seattle Boiler Works to Slip 4 | Seattle Boiler Works to Slip 4 | Seattle Boiler Works to Slip 4 | EAA-3: Slip 4 | EAA-3: Slip 4 | EAA-3: Slip 4 | EAA-3: Slip 4 | EAA-3: Slip 4 | EAA-3: Slip 4 | EAA-4: Boeing Plant 2 to Jorgensen Forge | EAA-4: Boeing Plant 2 to Jorgensen Forge | EAA-4: Boeing Plant 2 to Jorgensen Forge | EAA-4: Boeing Plant 2 to Jorgensen Forge | EAA-4: Boeing Plant 2 to Jorgensen Forge | EAA-4: Boeing Plant 2 to Jorgensen Forge | EAA-4: Boeing Plant 2 to Jorgensen Forge | EAA-4: Boeing Plant 2 to Jorgensen Forge | EAA-4: Boeing Plant 2 to Jorgensen Forge | EAA-4: Boeing Plant 2 to Jorgensen Forge | EAA-4: Boeing Plant 2 to Jorgensen Forge | EAA-4: Boeing Plant 2 to Jorgensen Forge | EAA-6: Boeing Isaacson/Central KCIA | EAA-6: Boeing Isaacson/Central KCIA | EAA-6: Boeing Isaacson/Central KCIA | Slip 6 | Slip 6 | Slip 6 | Slip 6 | Slip 6 | Boeing Developmental Center | Boeing Developmental Center | Boeing Developmental Center | Boeing Developmental Center | Boeing Developmental Center | Boeing Developmental Center | Boeing Developmental Center | Boeing Developmental Center | Boeing Developmental Center | Boeing Developmental Center | Boeing Developmental Center | EAA-7: Norfolk CSO/SD | EAA-7: Norfolk CSO/SD | EAA-7: Norfolk CSO/SD | EAA-7: Norfolk CSO/SD | EAA-7: Norfolk CSO/SD | EAA-7: Norfolk CSO/SD | EAA-7: Norfolk CSO/SD | Spokane Street to Kellogg Island | Spokane Street to Kellogg Island | Spokane Street to Kellogg Island | Spokane Street to Kellogg Island | Spokane Street to Kellogg Island | Spokane Street to Kellogg Island | Spokane Street to Kellogg Island | Spokane Street to Kellogg Island | Spokane Street to Kellogg Island | Spokane Street to Kellogg Island | Spokane Street to Kellogg Island | Spokane Street to Kellogg Island | Spokane Street to Kellogg Island | Kellogg Island to Lafarge Cement | Kellogg Island to Lafarge Cement | Glacier Bay | Glacier Bay | Glacier Bay | Terminal 115 | Terminal 115 | Terminal 115 | Terminal 115 | Terminal 115 | Terminal 115 | Terminal 115 | Terminal 115 | 1st Avenue S Storm Drain | 1st Avenue S Storm Drain | 1st Avenue S Storm Drain | 1st Avenue S Storm Drain | 1st Avenue S Storm Drain | EAA-2: Trotsky Inlet | EAA-2: Trotsky Inlet | EAA-2: Trotsky Inlet | EAA-2: Trotsky Inlet | EAA-2: Trotsky Inlet | EAA-2: Trotsky Inlet | EAA-2: Trotsky Inlet | Riverside Drive | Riverside Drive | Riverside Drive | Riverside Drive | Riverside Drive | EAA-5: Terminal 117 | EAA-5: Terminal 117 | EAA-5: Terminal 117 | EAA-5: Terminal 117 | EAA-5: Terminal 117 | EAA-5: Terminal 117 | EAA-5: Terminal 117 | Sea King Industrial Park | Sea King Industrial Park | Sea King Industrial Park | Sea King Industrial Park | Sea King Industrial Park | Restoration Areas | Restoration Areas | Restoration Areas | Restoration Areas | Restoration Areas | Restoration Areas | Restoration Areas | Restoration Areas
Outfall Diameter | 18-inch | 12-inch | 18-inch | 6-inch | 18-inch | 144-inch | 12-inch | 8-inch | 8-inch | 8-inch | 8-inch | 32-inch | 32-inch | 32-inch | 15-inch | 18-inch | 8-inch | 6-inch | 6-inch | 12-inch | 12-inch | 6-inch | 24-inch | 12-inch | No information | 24-inch | NA | 10-inch | 96-inch | 36-inch | 8-inch | 12-inch | 10-inch | 30-inch | No information | No information | 18-inch | 30-inch | 30-inch | 6-inch | 12-inch | Unknown | No information | 72-inch | 24-inch | 60-inch | 8-inch | 30-inch | 30-inch | 30-inch | 8-inch | 10-inch | 6-inch | 8-inch | 10-inch | 12-inch | No information | No information | No information | 36-inch | 18-inch | 48-inch | 24-inch | 21-inch | 32-inch | 18-inch | 30-inch | 30-inch | 24-inch | 24-inch | 36-inch | 6-inch | 30-inch | 36-inch | 36-inch | 12-inch | No information | No information | No information | 30-inch | Culvert | Culvert | 6-inch | 6-inch | 24-inch | 84-inch | 60-inch | No information | No information | NA | 30-inch | 12-inch | 18-inch | NA | 18-inch | 72-inch | 24-inch | 36-inch | NA | 30-inch | 32-inch | 28-inch | 48-inch | No information | 15-inch | 18-inch | 48-inch | 24-inch | 20-inch | 72-inch | 18-inch | 24-inch | 36-inch | 12-18-inch | 4-inch | Channel | 8-inch | 8-inch | Swale | 12-inch | 24-inch | 8-inch | No information | 8-inch | 6-inch | 6-inch | 72-inch | 36-inch | 15-inch | 18-inch | 12-inch | 12-inch | 18-inch | 6-inch | 6-inch | 10-inch | 8-inch | Spillway | NA | NA | 18-inch | 72-inch | Creek | 8-inch | 8-inch | 8-inch | 30-inch | 36-inch | Ditch | Ditch
Outfall Material | CMP | CMP | Ductile iron | Concrete | Concrete | Concrete | Steel | Concrete | Concrete | Concrete | Concrete | Steel | Steel | Steel | Unknown | Ductile iron | Steel | Ductile iron | PVC | PVC | Concrete | PVC | Concrete with metal casing | Concrete with metal casing | No information | Concrete | NA | PVC | Steel gate | Concrete | Concrete | Concrete | No information | No information | No information | No information | Concrete | Ductile iron | Ductile iron | Concrete | Concrete | Unknown | No information | Steel | No information | Concrete | Clay | Concrete | Concrete | PVC | PVC | Cast Iron | Cast Iron | PVC | Cast Iron | Ductile iron | No information | No information | No information | RCP (concrete) | Concrete | CMP | Steel | Steel | No information | Concrete | Riveted steel | Concrete | Concrete | Concrete | Concrete | PVC | Concrete | Concrete | Concrete | Ductile iron | No information | No information | No information | CMP | NA | NA | Ductile iron | Ductile iron | Concrete | Steel | Steel gate, concrete apron and retaining wall | No information | No information | Armor rock | No information | CPE | CPE | NA | CPE | Concrete | Concrete | No information | NA | No information | CMP | CMP | Concrete | No information | Ductile iron | Concrete | Concrete | Concrete | Concrete | Concrete | Concrete-lined DI | Concrete | Concrete | CMP | ABS | NA | Steel | PVC | NA | Concrete | Concrete | PVC | No information | PVC | Concrete | Concrete | No information | Reinforced concrete | Concrete | Corrugated metal | Corrugated metal | Corrugated metal | HDPE | PVC | Steel | Concrete | Concrete | Concrete | Ditch | Creek | Concrete | CMP | NA | Concrete | Concrete | Concrete | Concrete | CMP | NA | NA
Decimal Latitude | 47.5694 | 47.5692 | 47.5695 | 47.5693 | 47.5658 | 47.5631 | 47.56 | 47.5576 | 47.5576 | 47.5574 | 47.5571 | 47.5572 | 47.5571 | 47.5571 | 47.5549 | 47.5547 | 47.5527 | 47.552 | 47.5507 | 47.5502 | 47.5498 | 47.5485 | 47.5477 | 47.5477 | 47.5467 | 47.5476 | 47.5469 | 47.544 | 47.5435 | 47.5437 | 47.5428 | 47.5431 | 47.5426 | 47.5415 | 47.5398 | 47.5396 | 47.5396 | 47.5394 | 47.5379 | 47.5369 | 47.5364 | 47.5355 | 47.5349 | 47.5372 | 47.5372 | 47.5371 | 47.5364 | 47.5345 | 47.5345 | 47.5326 | 47.5323 | 47.532 | 47.5316 | 47.5313 | 47.5311 | 47.5301 | 47.5293 | 47.5281 | 47.5276 | 47.5273 | 47.5258 | 47.5243 | 47.5243 | 47.523 | 47.5228 | 47.5215 | 47.5198 | 47.5193 | 47.5185 | 47.5165 | 47.5161 | 47.516 | 47.5156 | 47.5151 | 47.5138 | 47.513 | 47.5129 | 47.5129 | 47.5128 | 47.5128 | 47.5127 | 47.5125 | 47.5125 | 47.5124 | 47.5122 | 47.5119 | 47.51 | 47.5695 | 47.5691 | 47.5685 | 47.568 | 47.568 | 47.5678 | 47.5673 | 47.5663 | 47.5653 | 47.5641 | 47.5632 | 47.5621 | 47.5617 | 47.5524 | 47.5524 | 47.5523 | 47.5511 | 47.5495 | 47.5484 | 47.5482 | 47.547 | 47.545 | 47.5436 | 47.5436 | 47.5432 | 47.5416 | 47.5414 | 47.5412 | 47.5407 | 47.5406 | 47.5398 | 47.5406 | 47.5404 | 47.5391 | 47.5383 | 47.538 | 47.538 | 47.5374 | 47.5356 | 47.5346 | 47.5336 | 47.5327 | 47.5299 | 47.5285 | 47.5272 | 47.5271 | 47.5267 | 47.5253 | 47.5247 | 47.5237 | 47.523 | 47.5225 | 47.5221 | 47.5217 | 47.5187 | 47.5165 | 47.5155 | 47.5147 | 47.5143 | 47.5132 | 47.5127 | 47.5102 | 47.5114
Decimal Longitude | -122.3489 | -122.3477 | -122.3465 | -122.3457 | -122.346 | -122.3453 | -122.3442 | -122.3429 | -122.342 | -122.3428 | -122.3427 | -122.3412 | -122.3412 | -122.3412 | -122.3414 | -122.3409 | -122.3403 | -122.34 | -122.3392 | -122.3389 | -122.3386 | -122.3382 | -122.3377 | -122.3377 | -122.3363 | -122.3348 | -122.335 | -122.3359 | -122.335 | -122.3346 | -122.3339 | -122.3302 | -122.33 | -122.3318 | -122.3298 | -122.3282 | -122.3281 | -122.3278 | -122.3269 | -122.3254 | -122.3247 | -122.3232 | -122.3223 | -122.319 | -122.319 | -122.3186 | -122.3186 | -122.3205 | -122.3205 | -122.3182 | -122.3177 | -122.3172 | -122.3165 | -122.316 | -122.3156 | -122.314 | -122.3135 | -122.3113 | -122.3105 | -122.3098 | 122.3084 | -122.3076 | -122.3076 | -122.3071 | -122.307 | -122.3065 | -122.3025 | -122.3019 | -122.304 | -122.3043 | -122.3042 | -122.3042 | -122.3046 | -122.3041 | -122.3033 | -122.3021 | -122.3016 | -122.3014 | -122.3011 | -122.3004 | -122.299 | -122.2991 | -122.2986 | -122.2981 | -122.2977 | -122.2973 | -122.2928 | -122.3523 | -122.3518 | -122.3508 | -122.3536 | -122.3524 | -122.3514 | -122.3504 | -122.3504 | -122.3495 | -122.3485 | -122.3483 | -122.3497 | -122.3502 | -122.3423 | -122.3423 | -122.3424 | -122.3419 | -122.3416 | -122.3415 | -122.3406 | -122.3395 | -122.3388 | -122.338 | -122.338 | -122.3371 | -122.3351 | -122.335 | -122.3348 | -122.3348 | -122.3347 | -122.335 | -122.3342 | -122.3342 | -122.333 | -122.3302 | -122.33 | -122.3299 | -122.329 | -122.3263 | -122.3251 | -122.3226 | -122.3216 | -122.3165 | -122.3142 | -122.3121 | -122.3119 | -122.3108 | -122.3099 | -122.3096 | -122.3093 | -122.3091 | -122.3089 | -122.3098 | -122.3087 | -122.3082 | -122.3068 | -122.3066 | -122.3059 | -122.3057 | -122.3059 | -122.3059 | -122.3024 | -122.2987
Invert Elevation (ft) | 10.47 | 10.09 | NA | 10.07 | No information | 8 | 6.9 | 6 | -3 | -5 | -3 | 6 | -4 | -4 | 0 | -3 | 9.57 | 9.41 | 8.77 | 7.81 | 7.83 | 10.77 | 11.17 | 10.73 | No information | 5.97 | No information | 7.34 | 9 | 11 | No information | 5.42 | No information | No information | No information | No information | 5.93 | 11.25 | 7.93 | 6.18 | 10.03 | Unknown | No information | 1.71 | No information | 3.39 | No information | -2.13 | -2.82 | 5.89 | 6.69 | 6.69 | 7.4 | 7.03 | 6.97 | 6.61 | No information | No information | No information | 1.43 | 6.5 | 4.91 | 5.32 | 6.88 | 13.44 | 6.99 | 6.99 | 3.71 | 5.07 | 5.63 | 4.76 | 12.34 | 0.01 | 6.84 | 4.26 | 10.15 | No information | No information | No information | 1.74 | 6.54 | 9.91 | 11.19 | 9.8 | 4.87 | 2.73 | No information | No information | No information | NA | 8.85 | 7.97 | 7.61 | 4 | 6 | 1.67 | 4.78 | No information | 1 | No information | 6 | 6 | 4 | No information | 9.2 | -2.36 | -0.33 | Unknown | 3 | -3.87 | 6.49 | 10.49 | 0 | 7 | -2 | NA | 18 | 17 | 10 | 11 | 1.06 | No information | No information | 8.28 | 6.8 | 6.23 | -2.31 | -3.06 | 7.71 | 8.61 | 11 | 9 | No information | 10.38 | 2.9 | 3.3 | 5.6 | 16.5 | NA | Unknown | 8.16 | 4.55 | NA | Unknown | 4.22 | 5.4 | -0.2 | 4.94 | NA | NA
Parcel Number | 7666701220 | 7666701220 | 7666701220 | 7666700315 | 7666700390 | ROW | 3573200975 | 3573200975 | 3573200975 | 3573200975 | 3573200975 | 3573200975 | 3573200975 | 3573200975 | 1924049052 | ROW | 1924049002 | 1924049002 | 1924049002 | 1722802315 | 1924049092 | 1924049092 | 1924049092 | 1924049092 | 1924049075 | 1924049075 | 5367204505 | 302404HYDR | 302404HYDR | ROW | 5367204210 | 5367204100 | 5367204080 | 0001800128 | 0001800091 | 0001800091 | 0001800091 | 2136200706 | 2924049089 | 2136200681 | 2136200670 | 2136200666 | 2136200641 | 2924049110 | 2924049110 | 2924049110 | 2924049043 | 0022000005 | 0022000005 | 0022000005 | 0022000005 | 0022000005 | 2185000005 | 2185000005 | 2185000005 | 2185000005 | 332404HYDR | 332404HYDR | 332404HYDR | 0001600020 | 0001600023 | 0007400033 | 0007400033 | 0007400033 | 5422600060 | 5422600060 | 5624201038 | 5624201032 | 5624201032 | 5624201032 | 5624201032 | 5624201032 | 5624200990 | 0003400018 | 0003400018 | 0003400018 | 0003400018 | 0003400018 | 0003400018 | 0003400018 | 0003400018 | 0003400018 | 0003400018 | 0003400018 | ROW | 0423049016 | 0423049047 | 7666703440 | 7666703440 | 7666703440 | 7666703460 | 7666703460 | 7666703460 | 7666703460 | 7666703532 | 7666703540 | 7666703630 | 7666703630 | 7666703670 | 7666703670 | 1924049003 | 1924049003 | 1924049026 | 1924049026 | 1924049029 | 1924049029 | 5367202505 | 5367202505 | 5367202505 | 5367202505 | 5367202505 | 5367202505 | 302404HYDR | ROW | ROW | ROW | ROW | ROW | ROW | ROW | 2924049108 | 6871200210 | 6871200210 | 6871200210 | 6871200210 | 292404HYDR | 7327905350 | 292404HYDR | 7327903645 | ROW | 322404HYDR | 0001600001 | 0001600044 | 0001600044 | 7883608601 | 7883608601 | 7883608601 | 7883608603 | 7883608603 | 0001600060 | 0001600060 | 1600061 | 5624200931 | 5624200931 | 5624200930 | 5624200930 | 042304HYDR | 042304HYDR | 042304HYDR | 042304HYDR
Parcel Name | Harbor Marina Corp Cntr | Harbor Marina Corp Cntr | Harbor Marina Corp Cntr | Port Terminal 104/Foreign Trade Zone #5 | Port-Term 106 W | NA | Federal Center South | Federal Center South | Federal Center South | Federal Center South | Federal Center South | Federal Center South | Federal Center South | Federal Center South | Ocean Concrete | NA | Warehouse M-1 | Warehouse M-1 | Warehouse M-1 | Ardagh Glass | Certainteed Gypsum | Certainteed Gypsum | Certainteed Gypsum | Certainteed Gypsum | Glacier Northwest | Glacier Northwest | General Biodiesel | NA | NA | NA | City of Seattle | Westcore River Building (Open Square) | Seattle Distribution Center | Delta | Seattle Boiler Works Inc | Seattle Boiler Works Inc | Seattle Boiler Works Inc | Seattle Iron & Metals | Seattle Iron & Metals | Puget Sound Truck Lines (Leased Property) | Puget Sound Truck Lines (Leased Property) | Pumping Station | Crowley Marine Services | Slip #4 | Slip #4 | Slip #4 | Offices/Svc Garage | Boeing Plant 2 | Boeing Plant 2 | Boeing Plant 2 | Boeing Plant 2 | Boeing Plant 2 | Boeing Plant 2 Parking | Boeing Plant 2 Parking | Boeing Plant 2 Parking | Boeing Plant 2 Parking | NA | NA | NA | Boeing Plant 2 | Jorgensen Forge | Boeing Thompson Site | Boeing Thompson Site | Boeing Thompson Site | Insurance Auto Auctions | Insurance Auto Auctions | Boeing Developmental Center | Boeing Developmental Center | Boeing Developmental Center | Boeing Developmental Center | Boeing Developmental Center | Boeing Developmental Center | Boeing Developmental Center | Boeing Developmental Center | Boeing Developmental Center | Boeing Developmental Center | Boeing Developmental Center | Boeing Developmental Center | Boeing Developmental Center | Boeing Developmental Center | Boeing Developmental Center | Boeing Developmental Center | Boeing Developmental Center | Boeing Developmental Center | NA | Boeing Vacant Land | Boeing Vacant Land | Gen Const/Wright Schuchart | Gen Const/Wright Schuchart | Gen Const/Wright Schuchart | Port | Port | Port | Port | Seg from 76667035300 | Bermington Steel Scrap Yard | Port-Terminal 105 | Port-Terminal 105 | Herrings House Park | Herrings House Park | Lafarge | Lafarge | Alaska Marine Lines | Alaska Marine Lines | Glacier Northwest | Glacier Northwest | Port Terminal 115 / Seafreeze | Port Terminal 115 / Seafreeze | Port Terminal 115 / Seafreeze | Port Terminal 115 / Seafreeze | Port Terminal 115 / Seafreeze | Port Terminal 115 / Seafreeze | NA | NA | NA | NA | NA | NA | NA | NA | Industrial Container Services | Boyer Alaska Barge Line | Boyer Alaska Barge Line | Boyer Alaska Barge Line | Boyer Alaska Barge Line | NA | Hurlen Const | NA | Silver Bay Logging | NA | NA | South Park Marina | Port of Seattle | Port of Seattle | Boeing South Park | Boeing South Park | Boeing South Park | Boeing South Park | Boeing South Park | Sea King Industrial Park | Sea King Industrial Park | Duwamish Yacht Club | Seattle City Light - Public Utility | Seattle City Light - Public Utility | City Light Power Substation | City Light Power Substation | NA | NA | NA | NA
Parcel Taxypayer | Port of Seattle | Port of Seattle | Port of Seattle | Port of Seattle | Port of Seattle | NA | Portfolio Management Div | Portfolio Management Div | Portfolio Management Div | Portfolio Management Div | Portfolio Management Div | Portfolio Management Div | Portfolio Management Div | Portfolio Management Div | King County-Property Svcs | NA | King County - Property Svcs | King County - Property Svcs | King County - Property Svcs | Ardagh Glass Inc | BPB Gypsum Inc | BPB Gypsum Inc | BPB Gypsum Inc | BPB Gypsum Inc | Glacier Northwest Inc | Glacier Northwest Inc | Trent Avenue Partners LLC | NA | NA | NA | Seattle City of SDOT | Talon 303 River LLC | CLPF-Seattle Dist Cntr LP | Seatac Marine Properties LLC | Hopkins Frederick J Fam Trs | Hopkins Frederick J Fam Trs | Hopkins Frederick J Fam Trs | Shalmar Group | Shalmar Group | Recology Cleanscapes | Recology Cleanscapes | Seattle City of DPR | 8th Avenue Terminals Inc | City of Seattle SPU-DWU | City of Seattle SPU-DWU | City of Seattle SPU-DWU | First South Properties LLC | The Boeing Company | The Boeing Company | The Boeing Company | The Boeing Company | The Boeing Company | The Boeing Company | The Boeing Company | The Boeing Company | The Boeing Company | NA | NA | NA | The Boeing Company | Star Forge LLC | The Boeing Company | The Boeing Company | The Boeing Company | Centerpoint 8801 Marginal | Centerpoint 8801 Marginal | The Boeing Company | The Boeing Company | The Boeing Company | The Boeing Company | The Boeing Company | The Boeing Company | Desimone Trust Boeing | The Boeing Company | The Boeing Company | The Boeing Company | The Boeing Company | The Boeing Company | The Boeing Company | The Boeing Company | The Boeing Company | The Boeing Company | The Boeing Company | The Boeing Company | NA | The Boeing Company | The Boeing Company | Port of Seattle | Port of Seattle | Port of Seattle | Seattle Port of | Seattle Port of | Seattle Port of | Seattle Port of | Port of Seattle | General Recycling of Washin | General Recycling of Washin | General Recycling of Washin | Seattle City of DPR | Seattle City of DPR | Lafarge Corp | Lafarge Corp | 5600 W Marginal Way SW Seat | 5600 W Marginal Way SW Seat | Glacier Northwest Inc | Glacier Northwest Inc | Port of Seattle | Port of Seattle | Port of Seattle | Port of Seattle | Port of Seattle | Port of Seattle | NA | NA | NA | NA | NA | NA | NA | NA | Trotsky, Herman + Jacqualine | Boyer Towing | Boyer Towing | Boyer Towing | Boyer Towing | NA | 700 S Riverside Drive LLC | NA | Silver Bay Logging Inc | NA | NA | South Park Marina Ltd Partn | Port of Seattle | Port of Seattle | The Boeing Company | The Boeing Company | The Boeing Company | The Boeing Company | The Boeing Company | National Industrial Holding | National Industrial Holding | Mellon Trust of WA-Desimone | Seattle City Light | Seattle City Light | Seattle City Light | Seattle City Light | NA | NA | NA | NA
WQ Permit | WAR044701 (Port of Seattle - Municipal SW Phase I GP) | WAR044701 (Port of Seattle - Municipal SW Phase I GP) | WAR044701 (Port of Seattle - Municipal SW Phase I GP) | WAR044701 (Port of Seattle - Municipal SW Phase I GP) | WAR044503 (Seattle City - Municipal SW Phase I GP); 1 upstream permit: WAR010569 (ConGlobal Industries) | WAR044503 (Seattle City - Municipal SW Phase I GP), WA0029181 (King County West Point WWTP); 13 upland permits: WAR000139 (Alaskan Copper Works), WAR125420 (Georgetown Brewing Co), WAR010569 (ITS Conglobal), WAR004614 (Lee & Eastes Tank Lines Inc), WAR011326 (MacMillan Piper Inc Airport Way), WAR301360 (NW Container Seattle Intermodal Yard),WAR301508 (Plymouth Poultry), WAR301608 (Recology King County MRF), WAR000930 (Skyline Electric & Mfg Co Inc), WAR009970 (The Lighthouse for the Blind), WAR001155 (Union Pacific Railroad Co Dawson St Argo), WAR000444 (United Parcel Service WASEA), WAR004605 (WM Alaska Street Reload Facility) | None identified | None identified | None identified | None identified | None identified | None identified | None identified | None identified | WAG503337 (Cadman Seattle) | WA0029181 (King County West Point WWTP) | WAR001134 (Ardagh Glass Inc) | WAR001134 (Ardagh Glass Inc) | WAR001134 (Ardagh Glass Inc) | WAR001134 (Ardagh Glass Inc) | WAR000056 (CertainTeed Gypsum Manufacturing) | WAR000056 (CertainTeed Gypsum Manufacturing) | WAR000056 (CertainTeed Gypsum Manufacturing) | WAR000056 (CertainTeed Gypsum Manufacturing) | WAG503191 (Seattle Plant East Marginal Way) | WAR044503 (Seattle City - Municipal SW Phase I GP) | WAR010447 (General Biodiesel Seattle) | WAR011484 (Samson Tug & Barge Seattle Facility), WAR125423 (Michigan Marine Properties LLC) | WA0029181 (King County West Point WWTP) | WAR043000 (WA DOT Municipal SW GP), WAR044503 (Seattle City - Municipal SW Phase I GP) | WAR044503 (Seattle City - Municipal SW Phase I GP); one upland permits: WAR011723 (Algas SDI) | None identified | None identified | WAR044503 (Seattle City - Municipal SW Phase I GP); 2 associated permits: WAR000962 (Seatac Marine Services) and WAR302045 (Emerald Services, Inc) | WAR011560 (Dawn Food Products - Sea Dry Mix) | WAR002208 (Seattle Boilerworks Inc Myrtle St) | WAR002208 (Seattle Boilerworks Inc Myrtle St) | WAR044503 (Seattle City - Municipal SW Phase I GP); one upland permit: WAR125002 (Seattle Iron & Metals Truck Parking) | WA0031968 (Seattle Iron & Metals Corp); WAR044503 (Seattle City - Municipal SW Phase I GP) | WAR000949 (CleanScapes Inc) | WAR000949 (CleanScapes Inc) | WAR000949 (CleanScapes Inc) | WAR302034 (Duwamish Reload Facility) | WAR043000 (WA DOT Municipal SW GP), WAR044503 (Seattle City - Municipal SW Phase I GP), WAR302262 (Ultrablock Seattle) | WAR044503 (Seattle City - Municipal SW Phase I GP) | WAR044501 (King County - Municipal SW Phase I GP), WA0031682 (Seattle CSO); 3 active upland permits: WAR000226 (North Boeing Field), WAR000343 (KCIA), WAR000607 (Signature Flight Support). | WAR002641 (Cedar Grove Composting Corporate) | WAR000482 (Boeing Plant 2) | WAR000482 (Boeing Plant 2) | WAR000482 (Boeing Plant 2) | WAR000482 (Boeing Plant 2) | WAR000482 (Boeing Plant 2) | WAR000482 (Boeing Plant 2) | WAR000482 (Boeing Plant 2) | WAR000482 (Boeing Plant 2) | WAR045544 (Tukwila City - Municipal SW Phase II Western WA GP), WAR044503 (Seattle City - Municipal SW Phase I GP); WAR000482 (Boeing Plant 2) | WAR000482 (Boeing Plant 2) | WAR000482 (Boeing Plant 2) | WAR000482 (Boeing Plant 2) | WAR045544 (Tukwila City - Municipal SW Phase II Western WA GP), possibly WAR000482 (Boeing Plant 2) | WAR003231 (Jorgensen Forge Corp) | WAR044501 (King County - Municipal SW Phase I GP), WA0031682 (Seattle CSO); 3 upstream permits: WAR000343 (King County Int Airport); WAR305886 (Mente 8075 Aviation Facility); WAR000434 (UPS Boeing Field). | WAR000148 (BoeingThompson Site) | WAR000148 (BoeingThompson Site) | WAR308683 (Insurance Auto Auctions) | WAR308683 (Insurance Auto Auctions) | WAR044501 (King County - Municipal SW Phase I GP); 2 upstream permits: WAR000343 (King County Int Airport), WAR127177 (Charles Air Hangar - Starbucks), WAR308683 (Insurance Auto Auctions) | WAR000146 (Boeing Developmental Center)) | WAR000146 (Boeing Developmental Center)) | WAR000146 (Boeing Developmental Center)) | WAR000146 (Boeing Developmental Center)) | WAR000146 (Boeing Developmental Center)) | WAR000146 (Boeing Developmental Center)) | WAR000146 (Boeing Developmental Center)) | WAR000146 (Boeing Developmental Center)) | WAR000146 (Boeing Developmental Center)) | WAR000146 (Boeing Developmental Center)) | WAR000146 (Boeing Developmental Center)) | WAR000146 (Boeing Developmental Center)) | WAR000146 (Boeing Developmental Center)) | WAR000146 (Boeing Developmental Center)) | WAR000146 (Boeing Developmental Center)) | WAR000146 (Boeing Developmental Center)) | WAR000146 (Boeing Developmental Center)) | WAR000146 (Boeing Developmental Center)) | WAR045544 (Tukwila City - Municipal SW Phase II Western WA GP), WAR044501 (King County - Municipal SW Phase I GP), WA0031682 (Seattle CSO); WAR000146 (Boeing Developmental Center); 7 upstream permits: WAR000343 (King County Int Airport); WAR000146 (Boeing Developmental Center); WAR000150 (Boeing Military Flight Center); WAR125005 (MacDonald Miller Facility Solutions Fab Shop); WAR307006 (MV Transportation Seattle), WAR125421 (Nelson Trucking Co 9777), WAR125646 (Special Asphalt Products Inc), WAR125358 (Steeler, Inc.). | WAR043000 (WA DOT Municipal SW GP) | WAR044701 (Port of Seattle - Municipal SW Phase I GP) | WAR044701 (Port of Seattle - Municipal SW Phase I GP) | WAR002227 (Glacier Northwest Aggregates) | WAR044503 (Seattle City - Municipal SW Phase I GP) | WAR044701 (Port of Seattle - Municipal SW Phase I GP) | WAR044701 (Port of Seattle - Municipal SW Phase I GP) | WAR044701 (Port of Seattle - Municipal SW Phase I GP) | WAR044701 (Port of Seattle - Municipal SW Phase I GP) | WAR044503 (Seattle City - Municipal SW Phase I GP); one upland permit: WAR000474 (FogTite Inc) | WAR002341 (General Recycling of Washington) | WA0029181 (King County West Point WWTP) | None identified | WAR044503 (Seattle City - Municipal SW Phase I GP) | WAR000033 (The Chemithon Corp) | WA0002232 (Lafarge PNW Inc.) | WAR001365 (Alaska Marine Lines Seattle Termina) | WAR001365 (Alaska Marine Lines Seattle Termina) | WAG503378 (West Marginal Way Site) | WAR044701 (Port of Seattle - Municipal SW Phase I GP) | WAR044503 (Seattle City - Municipal SW Phase I GP), WA0029181 (King County West Point WWTP); WAR000471 (Northland Services Inc Seattle), WAR001365 (Alaska Marine Lines Seattle Terminal) | WAR044701 (Port of Seattle - Municipal SW Phase I GP); WAR000471 (Northland Services Inc Seattle) | WAR044701 (Port of Seattle - Municipal SW Phase I GP); WAR000471 (Northland Services Inc Seattle) | WAR044503 (Seattle City - Municipal SW Phase I GP); 2 upland permits: WAR000471 (Northland Services Inc Seattle), WAR001897 (Pioneer Industries) | WAR044701 (Port of Seattle - Municipal SW Phase I GP); WAR000471 (Northland Services Inc Seattle) | WAR044701 (Port of Seattle - Municipal SW Phase I GP); WAR127040 (Michigan Street Facility); WAR308432 (Orca Bay Foods) | WA0029181 (King County West Point WWTP) | WAR043000 (WA DOT Municipal SW GP) | WAR043000 (WA DOT Municipal SW GP) | WAR043000 (WA DOT Municipal SW GP); 10 upstream permits: WAR124991 (First Student Inc #12125 - 1st Ave S); WAR011078 (Valence Surface Technologies - Seattle); WAR011800 (Samson Tug & Barge Detroit Ave SW); WAR125959 (Christensen, Inc. Detroit Ave); WAR000737 (South Recycle & Disposal Station); WAR125583 (South Transfer Station ISW); WAR000617 (Standard Steel Fabricating Co Inc); WAR000582 (Waste Management Seattle Hauling Co); WAR000581 (Eastmont Transfer Station); WAR303257 (SHA South Operations Facility) | WAR043000 (WA DOT Municipal SW GP) | WAR043000 (WA DOT Municipal SW GP) | WAR127039 (Alaska Marine Lines 7100 1st Ave) | WAR043000 (WA DOT Municipal SW GP) | Upstream: WAR044503 (Seattle City - Municipal SW Phase 1 GP) | WAR005598 (Boyer Logistics Inc) | WAR005598 (Boyer Logistics Inc) | WAR005598 (Boyer Logistics Inc) | WAR005598 (Boyer Logistics Inc) | WAR044503 (Seattle City - Municipal SW Phase I GP) | WAR044503 (Seattle City - Municipal SW Phase I GP); 4 active upstream permits: WAR010782 (Machinists Inc 5th Ave); WAR011741 (Marine Lumber Service Inc); WAR000763 (Machinists Inc Plant 5); WAR301516 (Pacific Pile & Marine Main Yard) | WA0029181 (King County West Point WWTP) | WAR308860 (American Gypsum Recycling Kenyon) | WA0029181 (King County West Point WWTP) | WAR044501 (King County - Municipal SW Phase I GP) | WAG030045 (South Park Marina) | WAR044503 (Seattle City - Municipal SW Phase I GP) | WAR044701 (Port of Seattle - Municipal SW Phase I GP) | WAR001009 (Boeing South Park) | WAR001009 (Boeing South Park) | WAR001009 (Boeing South Park) | WAR001009 (Boeing South Park) | WAR001009 (Boeing South Park) | None identified | None identified | WAR044501 (King County - Municipal SW Phase I GP), WAR044503 (Seattle City - Municipal SW Phase I GP); 13 additional upland permits: WAR125038 (Absolute German), WAR000154 (Ace Galvanizing Inc 96th), WAG030091 (Delta Marine Industries Inc), WAR003120 (Gary Merlino Consturction Office BD), WAG503282 (Icon Materials Seattle Asphalt), WAR001949 (Industrial Automation Inc), WAR000650 (North American Auto Transportation Inc), WAR301509 (Old Dominion Freight Line Inc), WAR125474 (Pacific Industrial Supply Co Inc), WAR000264 (PSF Mechanical Inc), WAR002142 (Puget Sound Coatings), WAR301372 (Samson Tug & Barge South Park Facility), WAR125565 (Security Contractor Services Inc). | None identified | WAR044503 (Seattle City - Municipal SW Phase I GP) | WAR044503 (Seattle City - Municipal SW Phase I GP) | WAR044503 (Seattle City - Municipal SW Phase I GP) | WAR045544 (Tukwila City - Municipal SW Phase II Western WA GP) | WAR045544 (Tukwila City - Municipal SW Phase II Western WA GP) | None identified | None identified
Outfall Notes | Located on Port of Seattle Terminal 102. Metal structure with backflow prevention gate. Outfall drains western half of Harbor Marina Corporate Center property. No industrial activities; commercial buildings and paved parking lots only. Also referred to as POS6030. | Located on Port of Seattle Terminal 102. Metal structure with backflow prevention gate. Outfall drains central portion of Harbor Marina Corporate Center property, plus Harbor Real Estate on adjacent parcel 7666701250 and portions of the West Seattle Freeway and Spokane Street.Also referred to as POS6031. | Located on Port of Seattle Terminal 102. Metal structure with backflow prevention gate. Outfall drains east side of Harbor Marina Corporate Center property. No industrial activities; commercial buildings and paved parking lots only. Also referred to as POS6032. | Located on Port of Seattle Terminal 104. Also referred to as POS7042. Two additional outfalls on the T104 property (POS7041 and POS7043) are downstream of RM 0.0 and therefore have not been included in this inventory. | Located at west end of S Nevada Street; drains approximately 26 acres along S Nevada Street including the northern portion of Terminal 106 (ConGlobal Industries). | Located at west end of S Oregon Street. Drainage to this outfall includes 415 acres of Seattle combined sewer service area, 1,500 acres of King County combined sewer service area, and 2,666 acres of Seattle storm drain basin. The combined area is approximately 4,737 acres. Average SW discharge is 1,100 mgy. Receives discharges from nine CSOs: KC Hanford #1, Seattle Diagonal 111A through 111H. Average CSO discharge 30 times per year, total of approx. 34.6 mgy. | Currently drains south side of Diagonal Avenue S ROW (3 catch basins). Formerly drained a small area in the NW corner of the Federal Center South property. SD line from Federal Center South was capped during Bldg 1203/1202 demolition (drawing dated Aug 2010). Not clear whether this was a permanent cap or temporary during construction only. Referred to as as Diagonal Avenue S SD in SCAP Figure 7 (Doc 0064) and in Terminal 108 Env Conditions Report (Doc 3417). SPU 2010 (Doc 0091) Map 4 identifies this as a private SD. Port of Seattle Doc 3417 identifies this outfall as owned and operated by the City of Seattle. Ownership of this outfall needs to be confirmed - SPU or Federal Center South. | Outfalls 2004, 2005, 2246, and 2247 are all described as 8-inch concrete pipes; locations do not line up with locations of CBs, yard drains (YDs), or storm drains shown in 1976 utility map [2724]. According to the utility map, two CB/YD structures discharge to the LDW, and at least two CB/YD structures discharge to Slip 1. In addition, drainage from the southern half of Bldg 1202 discharges to to the LDW at the SW corner of the building. Another SD discharges to Slip 1 near the NW corner of Slip 1 between Bldgs 1206 and 1201. The exact number and location of outfalls on the southern end of the Federal Center South property is unknown. Additional information is needed. | Outfalls 2004, 2005, 2246, and 2247 are all described as 8-inch concrete pipes; locations do not line up with locations of CBs, yard drains (YDs), or storm drains shown in 1976 utility map [2724]. According to the utility map, two CB/YD structures discharge to the LDW, and at least two CB/YD structures discharge to Slip 1. In addition, drainage from the southern half of Bldg 1202 discharges to to the LDW at the SW corner of the building. Another SD discharges to Slip 1 near the NW corner of Slip 1 between Bldgs 1206 and 1201. The exact number and location of outfalls on the southern end of the Federal Center South property is unknown. Additional information is needed. | Outfalls 2004, 2005, 2246, and 2247 are all described as 8-inch concrete pipes; locations do not line up with locations of CBs, yard drains (YDs), or storm drains shown in 1976 utility map [2724]. According to the utility map, two CB/YD structures discharge to the LDW, and at least two CB/YD structures discharge to Slip 1. In addition, drainage from the southern half of Bldg 1202 discharges to to the LDW at the SW corner of the building. Another SD discharges to Slip 1 near the NW corner of Slip 1 between Bldgs 1206 and 1201. The exact number and location of outfalls on the southern end of the Federal Center South property is unknown. Additional information is needed. | Outfalls 2004, 2005, 2246, and 2247 are all described as 8-inch concrete pipes; locations do not line up with locations of CBs, yard drains (YDs), or storm drains shown in 1976 utility map [2724]. According to the utility map, two CB/YD structures discharge to the LDW, and at least two CB/YD structures discharge to Slip 1. In addition, drainage from the southern half of Bldg 1202 discharges to to the LDW at the SW corner of the building. Another SD discharges to Slip 1 near the NW corner of Slip 1 between Bldgs 1206 and 1201. The exact number and location of outfalls on the southern end of the Federal Center South property is unknown. Additional information is needed. | Outfalls 5000, 2245, and 5001 are all described as 32-inch steel pipes in previous documents. Photos show one pipe in this general location, and the 1976 utility map [2724] shows storm drainage from Bldg 1201 discharging here. It is not clear whether there is one outfall at this location, or three as indicated in the LDW RI Appendix H. Pilings make visual observation of oufall pipes difficult. Reconnaissance may be possible by canoe or other small vessel. Additional information is needed. | Outfalls 5000, 2245, and 5001 are all described as 32-inch steel pipes in previous documents. Photos show one pipe in this general location, and the 1976 utility map [2724] shows storm drainage from Bldg 1201 discharging here. It is not clear whether there is one outfall at this location, or three as indicated in the LDW RI Appendix H. Pilings make visual observation of oufall pipes difficult. Reconnaissance may be possible by canoe or other small vessel. Additional information is needed. | Outfalls 5000, 2245, and 5001 are all described as 32-inch steel pipes in previous documents. Photos show one pipe in this general location, and the 1976 utility map [2724] shows storm drainage from Bldg 1201 discharging here. It is not clear whether there is one outfall at this location, or three as indicated in the LDW RI Appendix H. Pilings make visual observation of oufall pipes difficult. Reconnaissance may be possible by canoe or other small vessel. Additional information is needed. | Conveys process water overflows from about 6.5 acres of the Cadman Seattle/Lehigh Northwest facility (identified on King County Parcel Viewer as Ocean Concrete [1924049052] and Tilbury Cement [1924049070]). Most process water is reused; outfall is active only during heavy rainfall events. | CSO basin is approximately 380 acres; overlaps with Diagonal Avenue S CSO and Michigan CSO basins. Discharges approx. 23 times/year, with annual average volume of 31.6 million gallons. Installation of 0.8 million gallon storage/treatment tank to be completed by 2022. | Ardagh Glass Outfall 4. Stormwater from the northwest portion of the Ardagh Glass facility discharges to this outfall. | Ardagh Glass Outfall 3. Stormwater from the western portion of the Ardagh Glass facility discharges to this outfall. | Ardagh Glass Outfall 2. Stormwater from the eastern and central portions of the Ardagh Glass facility discharges to this outfall. This outfall is monitored. | Ardagh Glass Outfall 1. Stormwater from the southern portion of the Ardagh Glass facility discharges to this outfall. | Discharge from Certainteed Gypsum drainage area 002 per the 2019 SWPPP. Includes pavement from the north parking lot (non-industrial) and stormwater from the roadway north of Longview Fibre. | Discharge from Certainteed Gypsum drainage area 004 per the 2019 SWPPP. Includes pavement within main operational areas, rock dome roof drains, office roof drains, and roof drains from the northern portion of the mill/calcining building. Stormwater drains to 2 catch basins and sump on the east side of the stormwater retention basin. Water from these 3 locations is pumped into the SW retention basin, where it is reclaimed for reuse or treated and discharged via this outfall. | Discharge from Certainteed Gypsum drainage area 003a per the 2019 SWPPP. Roof drains on the west portion of wallboard manufacturing plant and southern half of mill/calcining building are pumped to a treatment unit on the north side of the facility; overflows discharge via this outfall. The mill/calcining building has galvanized roofing. | Discharge from Certainteed Gypsum drainage area 003b per the 2019 SWPPP. Roof drains on the southrn portion of wallboard manufacturing plant are pumped to a treatment unit on the north side of the facility; overflows discharge via this outfall. No galvanized roofing. | This outfall is the discharge location for treated process water from the Glacier NW Concrete Batch Plant. Some of the treated process water is recycled to the batch plant; treated water that meets permit limits is discharged to the LDW. All stormwater is co-mingled and treated as process water, and all water is discharged to this outfall, identified in the Glacier NW SWPPP as P1. | Outfall is located below the bulkhead at the head of Slip 2 on property owned/operated by Glacier Northwest. Drainage area is 12.4 acres. Receives discharge from city-owned collection system that extends across East Marginal Way S to 4th Avenue S. This storm drain collects runoff from approximatley 1,000 feet of East Marginal Way S and private properties along the east side of East Marginal Way S, but does not collect stormwater from the Glacier Northwest property. | Outfall refers to discharge point from General Biodiesel's infiltration system, which is located along the west side of the northern half of the property (the facility is located on the northern half of this parcel). Discharge to the LDW occurs at several locations along the infiltration system. The outfall location has been assigned to the permit monitoring point, identified as SBD1 in site maps. | This outfall is the permitted outfall for Samson Tug & Barge (Seattle Facility) and Duwamish Metal Fabrication. Outfall appears to be located on "sliver" - under the jurisdiction of the Port of Seattle. Stormwater treatment was installed in this drainage in 2012. | The Michigan CSO basin covers approximately 1,900 acres, spanning west to east from the LDW to Beacon Avenue S and north to south from S Bradford Street to S Norfolk Street. Parts of the Michigan CSO basin overlap with the Brandon CSO and East Marginal CSO. Appears to be located on "sliver" - under the jurisdiction of the Port of Seattle. | This outfall drains an area of about 165acres, including city-owned collection systems on approximately 1,500 feet of 1st Avenue S, S Michigan Street, and S Front Street between WSDOT and former Frank's Used Cars properties; and the 1st Avenue S northbound offramp. Drainage ditches beneath the 1st Avenue S bridge are also connected to this storm drain. Stormwater passes through a biofiltration swale before discharging to the LDW. The outfall is located on WSDOT property; the swale is mainly on property owned by SDOT. | Drains approximately 7.6 acres from S River Street, Occidental Avenue S, 2nd Avenue S, 3rd Avenue S, and properties north of S River Street. Outfall may be located on "sliver" - under the jurisdiction of the Port of Seattle. | Identified during Herrera 2003 outfall survey. No other information available. Additional information is needed. | Based on SPU map, roof drains from Seattle Distribution Center Bldg A and northeast side of Bldg B, plus several catch basins on the property, appear to discharge to the LDW at this location. There is no WQ permit associated with this outfall to Slip 3. Additional information is needed. | Was previously also a CSO. Drains approximately 19 acres on the west side of East Marginal Way S; the system collects stormwater from Fox Avenue S and S Brighton Street as well as adjacent private properties. Identified in Seatac Marine Services SWPPP as a 30-inch pipe ("Fox Ave City CSO"). Discharge from Seatac Marine Services property enters this storm drain just upstream of the outfall. | Drains stormwater from six catch basins on the Dawn Foods property. Discharge point (DP-01) is equipped with a flap valve that prevents the LDW from flowing into onsite stormwater structures during high tide. In addition, this outfall is identified on Seattle Boiler Works maps as Outfall C, which includes roof drainage from the SBW Burning Shop Building. The outfall is not listed in SBW's ISGP. | Identified on site maps as Outfall B. Outfall coordinates were estimated based on site map. | Identified on site maps as Outfall A. | Drains approximately 8.6 acres of city MS4; discharges to the Myrtle Street embayment. | Ownership of this outfall was transferred from the city to Seattle Iron & Metals in 2012. All stormwater at the Seattle Iron & Metals Corporation facility is processed through a stormwater treatment system and discharged through this outfall. This outfall also receives discharges from city-owned collection system on S Garden Street. Drainage area is 12 acres, including 1.5 acre of Seattle MS4. | Shown as Outfall D in site map provided with 2019 Request for Coverage. Discharge location for SW treatment system, plus stormwater from CB6 on the north end of the property.This outfall is monitored. | Referred to as Outfall A on site map. Located SW of main building. Covered under CleanScapes stormwater permit; this outfall is monitored. | This is Outfall B as shown on site map. This outfall is monitored. | This outfalls replaces former outfalls OF1 through OF6. A stormwater treatment system was installed in early 2019; all previous stormwater gravity drains were tied together via a force main to convey all stomrwater via a single line to the treatment system, which discharges to the LDW at this outfall location. | Collects runoff from 85 acres of I-5 and railroad right-of-way drainage, and 65 acres of city-owned collections systems on single family residential properties on the east side of I-5 plus a portion of the north end of KCIA. | After removal of the Georgetown Flume in 2009, a new pipe and bioswale system was installed to provide stormwater conveyance for the GTSP property and the S Myrtle Street ROW. Drains about 4.5 acres. | Discharges stormwater from approximately 171 acres of northern KCIA and 157 acres of North Boeing Field, plus EOF from City PS#44. In 1985, runoff from 120 acres of the north end of the airport that formerly discharged via Outfall 2048 (NBF SD) and 1.5 acres that formerly discharged to Outfall 2047 (Georgetown Flume) was diverted to this outfall. The EOF from PS#44 was also diverted from Outfall 2048 (NBF SD) to this outfall. | Storm drain system consists of a series of below-ground stormwater catch basins, drain pipes, and vaults. There are 14 catch basins across the site. Stormwater is conveyed by gravity flow to the below ground SW treatment system at the northwestern portion of the site. The treatment system consists of 21 passive filtration (Contech Stormfilter) cartridges installed in a baffled vault. An overflow weir has been installed in the upstream manhole to allow excess flow to bypass the treatment vault for direct discharge to the outfall. Roof drains are conveyed directly to the manhole immediately downstream of the treatment system. | Part of the BP2 North Stormwater System. Located in Slip 4. Identified as No. 1-499A on BP2 SWPPP Map. One of two adjacent discharge pipes that make up BP2 Outfall A. Drains runoff from Building 2-122 and the surrounding area (approximately 25.6 acres) on the north side of Boeing Plant 2. | Part of the BP2 North Stormwater System. Located in Slip 4. Identified as No. 1-499B on BP2 SWPPP Map. One of two adjacent discharge pipes that make up BP2 Outfall A. Drains runoff from Building 2-122 and the surrounding area (approximately 25.6 acres) on the north side of Boeing Plant 2. | Part of the BP2 North Stormwater System. Identified on BP2 SWPPP Map as Outfall No. 304 (Outfall "B"), a 30" PVC outfall with tileflex valve. (Note: Outfall B was previously identified as an inactive 18-inch concrete outfall; it is unclear whether this is the same or different outfall.) | Part of the BP2 North Stormwater System. Identified on BP2 SWPPP Map as Outfall No. 6-633 (Outfall "C"). | Part of the BP2 North Stormwater System. Identified on BP2 SWPPP Map as Outfall No. 7-631 (Outfall "D"). | Part of the BP2 North Stormwater System. Identified on BP2 SWPPP Map as Outfall No. 8-628 (Outfall "E") | Part of the BP2 North Stormwater System. Identified on BP2 SWPPP Map as Outfall No. 9-627 (Outfall "F") | Part of the BP2 North Stormwater System. Identified on BP2 SWPPP Map as Outfall No. 10-626 (Outfall "G") | Outfall drains both public roadways and part of Boeing Plant 2. Drains an area about 4.9 acres of Plant 2, and about 3.2 acres of Seattle MS4. Located partly withiin the South Park bridge construction area. Total drainage area is 11.5 acres. Note that the BP2 SWPPP Map identifies 2 outfalls at approximately this location, identified as "City of Seattle Bridge Outfall" and "King County Bridge Outfall." | Part of the BP2 South Stormwater System. North basin; installed during remediation of shoreline at BP2. Coordinates provided in Boeing's 2019 Request for Coverage appear to be incorrect; coordinates assigned based on map location. | Part of the BP2 South Stormwater System. Central basin storm drain outfall; installed during remediation of shoreline at BP2. Coordinates provided in Boeing's 2019 Request for Coverage appear to be incorrect; coordinates assigned based on map location. | Part of the BP2 South Stormwater System. South basin storm drain outfall; installed during remediation of shoreline at BP2. Coordinates provided in Boeing's 2019 Request for Coverage appear to be incorrect; coordinates assigned based on map location. | Located just north of BP2/Jorgensen Forge property line. City of Tukwila storm drain; city drainage enters the BP2 property from offsite. Reconfigured as part of the remedial action at BP2. Also includes drainage from outdoor traffic areas on the southern portion of the facility to the southern and eastern facility boundaries. Not listed as a discharge location in the BP2 2019 Request for Coverage, but shown on SWPPP Map as Outfall No. 36-130 (Outfall "Z"). | All surface drainage and roof runoff are conveyed to below ground catch basins and to a central stormwater collection pump vault, where water is pumped to a stormwater treatment system and finally discharged to the LDW via this outfall (JOR-003). A SW Treatment System Engineering Report was submitted in May 2014 and approved by Ecology in July 2015. | KCIA #2 drains approximately 237 acres of the central portion of KCIA, including portions of the flightline, airport and tenant deicing operations, and tenant fueling operations. Tenants - West Side: KCIA Midfield Hangars & Tiedowns, Parking Lot 13, King County Elections, GDH-1 Hangar, FAA Control Tower, and the southern tip of NBF. Tenants - East Side: BFI Holdings/Aeroflight, Wings Aloft, Clay Lacy, BAX Global, Airwest Sales, ABX Air/DHL, Nordstrom, Galvin Flying, Hangar Holdings, Ameriflight, UPS, former Aerocopters Site, former Fedex/Western Metals. This outfall also serves as an EOF for Seattle Pump Station 78 (EOF 78; identified in EAA-6 SCAP as EOF 45). | Identified as TS2 in Boeing Thompson SWPPP. Drainage to this outfall includes all of the Boeing Isaacson site, the northern half of Bldg 14-01, the paved parking areas north of Bldg 14-01, and the site access point on the east side of the property. | Identified as TS1 in Boeing Thompson SWPPP. Drainage to this outfall include the southern half of Bldg 14-01, the paved access road on the south side of Bldg 14-01, the wooden fire suppression water tank and the main loading/unloading area west of Bldg 14-01. In addition, drainage from five catch basins along the paved shoulder on the west side of East Marginal Way S flow into this storm drain system near the main gate. | Referred to as North Outfall (No. 1) in Insurance Auto Auctions (IAA) SWPPP. Slip 6 Data Gaps Report identified this as "Storm North." Drains a 15-acre area on the north end of the property, including 58 catch basins, 11 manholes, plus roof drains Formerly under PACCAR-Seattle stormwater permit SO3001784 (2000 to 2003). Sampling indicated exceedances of COCs in water and solids.Stormwater system cleaned in 2004. Pipe from CB74 to lift station was lined in 2006. In 2008, a Vortechs and Stormfilter pretreatment system and was installed at this outfall. During high flow events, stormwater bypasses the Vortechs unit and passes through an old separator/lift station prior to discharge to the LDW. | Referred to as Central Outfall (No. 3) in IAA SWPPP. Slip 6 Data Gaps Report identified this as "Storm South." Drains an area about 9 acres, including 25 catch basins and 6 manholes. Sampling indicated exceedances of COCs in water and solids. Stormwater system cleaned in 2004. In 2008, a Vortechs and Stormfilter pretreatment system was installed at this outfall. During high flow events, stormwater bypasses the Vortechs unit and passes through an old separator/lift station prior to discharge to the LDW. | Outfall is located on Boeing parcel. Drainage is from south-central KCIA, plus IAA Outfall No. 4 (South Outfall), which discharges to this pipe at SDMH-S(7), just upstream of the outfall to the LDW. SPU lists 114 acres of city drainage to this outfall. The KCIA subbasin includes a portion of the flightline, SW Hangars & Tiedowns area, Southeast Tie-Downs, and two tenants (King County Sheriff Guardion One and part of the Ameriflight lease area). Includes 3 oil-water separators and one wet vault. About 9 acres of IAA vehicle storage area, including 9 catch basins and 7 manholes, drains to this outfall via a Stormfilter unit. IAA has discontinued operations at the site as of late 2019; discharge status is unknown. | Drains 6.86 acres of BDC and 5.96 acres of the Museum of Flight (formerly Boeing) parcel. It drains most of the roof of Bldgs 9-77, 9-05, and 9-07; a large water storage tank; and extensive parking and paved storage areas. Runoff passess through an oil-water separator prior to discharge. Outfall discharge identified in BDC SWPPP as "medium." | Drains 6.10 acres, including the roof of the north half of Bldg 9-08, large paved parking and roadway areas around the bldg, planted areas, and a greenbelt corridor on the western property boundary adjacent to the LDW. Outfall discharge identified by Boeing as "medium." | Drains 8.19 acres including the roof of Bldg 9-12, half of 9-08, and a small protion of the south end of Bldg 9-77, plus paved areas around these buildings. It also drains planted areas in a greenbelt corridor next to the LDW. Runoff discharges to the LDW via an oil-water separator. Discharge identified in BDC SWPPP as "medium." | Drains 13.86 acres, including a large narrow portion of the site, N of the area drained by DC11, running from E to W boundaries of the facility. It drains some or all of the roof areas of Bldgs 9-53, 9-55, 9-52 (paint booth, hazardous materials), 9-51 (facilities maintenance), 9-43, 9-48, 9-49, and 9-54. It also drains paved areas around these buildings, plus a pedestrian corridor. Runoff is collected into a centralized SD system discharges to the LDW via four oil-water separators. Discharge identified in BDC SWPPP as "large." | DC18. Drains 0.20 acre, including one catch basin from the parking lot northwest of Bldg 9-99. Discharge identified in BDC SWPPP as "very small." | Drains 10.63 acres, including a narrow but long portion running across the middle of the site from E to W boundaries. It drains half the roof areas of Bldgs 9-99 and 9-53 (R&D, office) and small Bldgs 9-42 and 9-55, plus extensive parking and driving areas and the main driving entry to the site. Runoff discharges to the LDW via an oil-water separator. Discharge identified in BDC SWPPP as "very large." | Drains 4.01 acres, including half of the roof of Bldgs 9-98 and 9-99 (R&D, paint area), plus paved areas around these buildings. Runoff flows through an oil-water separator prior to discharge. Discharge identified in BDC SWPPP as "medium." | Drains 26.35 acres, approximately one-fourth of the site, including a wide range of eares from the E to W boundaries of the facility. Drains half of roof areas of Bldg 9-101 and 9-120; and roof areas of office buildings, cafeteria, boilers, shipping/receiving, clinic, hazardous material/waste, and data destroy buildings. Also drains paved areas around these buildings and small planted areas. Runoff is collected into an extensive SD system with passes through an oil-water separator prior to discharge. Discharge identified in BDC SWPPP as "very large." | Drains 0.74 acre, including half of the paved area west of Bldg 9-120 from a series of catch basins. Discharge identified in BDC SWPPP as "small." | Drains 0.26 acre, including part of the paved area west of Bldg 9-120 from one catch basin. Discharge identified in BDC SWPPP as "very small." | Drains 0.09 acre, including part of the paved area west of Bldg 9-120 from one catch basin. Discharge identified in BDC SWPPP as "very small." | New drainage area; no information available. | Drains 3.08 acres, including the SW corner of the roof of Bldg 9-101, all of Bldgs 9-80, 9-85, and 9-102, plus paved areas around buildings. Discharges to LDW via an oil-water separator. Discharge identified in BDC SWPPP as "small." | Drains 0.28 acre, including the southwest corner of the Bldg 9-101 roof, and approximately half of the roof areas of Bldgs 9-140 and 9-130, plus the parking and roadway areas around portions of these buildings. Discharge identified in BDC SWPPP as "small." | Drains 1.4 acres, including a small roof portion of the SW corner of Bldg 9-101, half the roof of Bldgs 9-140 and 9-130, and parking/driving areas around these buildings. Discharge identified in BDC SWPPP as "very small." | Drains 0.055 acre, including a small roof portin of the southwest corner of Bldg 9-14 and pavement/planted areas around the building. Discharge identified in BDC SWPPP as "very small." | Drains 0.8 acre, including a portion of the roofs of Bldgs 9-140 and 9-130, plus the pavement and planted areas around the buildings and a small landscaped area. Discharge identifed in BDC SWPPP as "small." Outfall is shown on SWPPP map but not listed in July 2019 Request for Coverage. | Boeing South SD (outfall DC2). Bank is riprap with moderate slope. Collects runoff from 12.5 acres, including the roof of Bldg 9-110 and a portion of the roof of Bldg 9-101, and from parking areas and roadways adjacent to these buildings. Stormwater is collected into a primary SD line, which runs through part of the south end of the BDC property before it discharges via a 24-inch concrete pipe to the LDW. PCBs were detected in 2001 up to 16,700 mg/kg DW; pipe was cleaned in 2002. A sediment trap/oil-water separator was installed in this drain upstream of manhole MH2 in 2003. Discharge identified in BDC SWPPP as "large." | According to SPU, this outfall is owned by the city of Tukwila, and functions as a city SD. The outfall is also King County’s Norfolk CSO (044). Seattle Public Utilities also operates an EOF (PS17) that discharges through this outfall. Finally, during low flow, treated stormwater from the WSDOT I-5 drainage system merges with runoff from the S Norfolk CSO/EOF/SD and discharges through this outfall. Boeing Outfall DC1 (WAR000146) carries stormwater from 11.76 acres of parking areas, roadways, truck inspection area, and South Yard storage area in the southernmost portion of the BDC property; it connects to the Norfolk CSO/SD at a point just upstream of the outfall after passing through an oil-water separator. Discharge identified in BDC SWPPP as "very large." According to SPU, the CSO basin is 1,060 acres, and the separated SD basin is 769 acres. | Highway drainage is routed to a stormwater wet pond with a serpentine swale. Low flows go through the pond; higher flows are bypassed and discharge directly to the LDW via the I5 SD at S Ryan St outfall. Treated runoff merges with the S Norfolk/MLK Way drainage system and discharges via the S Norfolk CSO/EOF/SD (Outfall 2095). The S Norfolk system has a high flow bypass back into the WSDOT system just south of the Associated Grocers building. During large storms, untreated runoff from I-5, treated runoff from I-5, and untreated runoff from the S Norfolk/MLK subbasin are discharged through this outfall. Drainage area is about 529 acres, including the areas overlapping with the S Norfolk CSO/EOF/SD (Outfall 2095). | Located on Port of Seattle Terminal 103. Maps indicate that this outfall discharges stormwater generated at General Construction, a tenant of the Port. General Construction does not have a NPDES permit based on its SIC code. | Presence of Outfall 8133 has not been confirmed; the presumed location under a pier cannot be safely accessed (Data Gaps Report). Located on Port of Seattle Terminal 103. Maps indicate that this outfall discharges stormwater generated at General Construction, a tenant of the Port. General Construction does not have a NPDES permit based on its SIC code. | Outfall located on Port of Seattle Terminal 103. Stormwater flows through a French drain channel to a metal sheetwall and weir at the eastern end of the channel, which provides detention/retention (CalPortland 2009 [7481]). The drainage outfall is constructed of armor rock. | The SW Dakota Street SD drains an area of approximately 47 acres. An additional 9 acres drains to the constructed channel that discharges to the LDW downstream (east) of the City's outfall. The outfall is located on Port property at Terminal 105 Park. | Stormwater is transported to the LDW via Outfall 2233 (channel). The outfall located on Port property at Terminal 105 Park. According to the Spokane-Kellogg SCAP, discharges from Encore Oils (former Pacific Rendering) and Ferguson Construction etner the channel through this outfall. | Stormwater is transported to the LDW via Outfall 2233 (channel). The outfall located on Port property at Terminal 105 Park.According to the Spokane-Kellogg SCAP, discharges from Encore Oils (former Pacific Rendering) and Ferguson Construction enter the channel through this outfall. | This outfall represent the mouth of the channel, downstream of the SW Dakota St SD. | Located on Port of Seattle Terminal 105. Ferguson Enterprises appears to discharge through this outfall, per the Data Gaps Report. | SW Idaho Street SD basin covers approximately 423 acres, including portions of General Recycling of Washington. | Drainage area is approximately 14.9 acres at the General Recycling site. The facility has implemented chemical stormwater treatment. | The Duwamish West CSO basin covers approximately 860 acres. The CSO is an overflow relief structure associated with the Duwamish Siphon, which directs flows from the west side of the LDW to the Duwamish Pump Station on the east side of the LDW. | This creek discharges to the LDW at Herrings House Park. | Runoff from SPU's South Operations Center (4500 West Marginal Way SW) passes through a presettling vault and an oil/water separator before discharging to the LDW via this outfall. SPU began operations at this site in 2019; it was formerly the Grayline/Evergreen Bus Company site. | This outfall discharges from the Chemithon property via a 30-inch pipe across the Lafarge site to Lafarge Outfall #7. Also referred to as Lafarge 007. | This is currently the only active discharge to the LDW from the Lafarge facility. Stormwater is treated via an electrocoagulation system prior to discharge. Also referred to as Lafarge 008. | This outfall is presumed to be the one identified in Alaska Marines Lines' permit as Outfall DP-1 (Alaska Marine LInes SWPPP, May 2012).Outfall DP-1 drains approximately 20% of the site (Zone B, per SWPPP). SW passes through four sand filters along the north edge of the property before discharge. Two catch basins near the north docks also connect to this outfall. | This outfall drains a portion of the central site area (Zone A) via a series of catch basins and sand filters. Drainage converges at a manhole and is discharged via a SW main pipeline at this outfall (identified as DP-2 in the permit). | SW from the Glacier Northwest 5902 West Marginal property (the southern 2/3 of the Glacier Northwest site) flows to the north to a conveyance swale. The swale has a series of catchments and pumps which transfer water from the swale into five onsite water storage tanks. Water in the tanks can be held for later release into the swale, or can be processed through a water filtration press and released into the swale. Water which reaches the end of the swale is discharged in the LDW through this outfall. Water from cement terminal operations to the north (Glacier Northwest 5900 West Marginal) also flows into the swale and ultimately discharges at this location. | According to the Terminal 115 SCAP, this is a Port SD but the outfall is on Glacier Northwest property. Identifed as POS 6133. Herrera identified this as a 15-inch corrugated metal pipe. The Terminal 115 SCAP lists it as an 18-inch concrete pipe. Outfall was not observed during 2006 Phoinix survey [5959] and is not addressed as part of Northland Services' SW permit. Additional information is needed. | Referred to by the Port as POS 6132. Herrera identified this as a 48-inch concrete pipe during the 2003 outfall survey. Phoinix (2006) identified this as a 36-inch concrete pipe [5959]. The Kenny St SD basin is approximately 154 acres; the T115 CSO basin is approximately 110 acres. Also discharges stormwater from Northland Services drainage area DA-5 (employee parking; about 2 acres). Updated drawings in the Alaska Marine Lines December 2015 SWPPP show water discharges to this storm drain from their Container Freight Station and General Offices (CFS-GO) at 5615 West Marginal Way SW. | This outfall is associated with Northland Services drainage area 4 (DA-4); about 18.6 acres. Identified as POS 6146. This is one of four drainage areas currently identified at Northland Services (DA-1, DA-3, DA-4, and DA-5). | This outfall is associated with Northland Services drainage area 3 (DA-3); about 31.5 acres. Identified as POS 6153. This is one of four drainage areas currently identified at Northland Services (DA-1, DA-3, DA-4, and DA-5). In addition, DA-1 and DA-6 were consolidated into this drainage area in 2016. | Drainage area is approximately 296 acres. Referred to by the Port as POS 6162. Outfall identified in the Northland Services site map as SWD1 (drainage area DA-1); about 12.3 acres on Terminal 115. | This outfall is identified on a 2016 Site Map as a "bypass-only" outfall from the Northland Services facility (SWD2). This was historically identified as Drainage Area 2 (DA-2); DA-2 was consolidated into DA-3 in 2016, but is stilll shown as an active outfall on the Site Map. Identified as POS 6163. | According to the Terminal 115 SCAP, this outfall drains the eastern and southern portions of the Seafreeze facility (also permitted as Orca Bay Foods). Identified as POS 6165. | The West Michigan CSO basin is approximately 200 acres in size. | This outfall is believed to be a bridge drain. Additional information is needed from WSDOT. | This outfall is believed to be a bridge drain. Additional information is needed from WSDOT. | Stormwater in the 1st Avenue S SD basin is transported via underground pipes and surface ditches to a series of wetlands, which discharge to the LDW under the 1st Avenue S bridge. According to SPU, this drainage basin is approximately 606 acres. | This outfall is believed to be a bridge drain. Need additional information from WSDOT to verify. | This outfall is believed to be a bridge drain. Need additional information from WSDOT to verify. | SW drainage from the northwest portion of the Douglas Management site is transported to the LDW through a drainage swale that discharges at this location. Facility is also known as Alaska Marine Lines Yard 2 and Douglas Management Dock. | This outfall is believed to be a bridge drain. Need additional information from WSDOT to verify. | Outfall Type was changed from City SD to Private SD on 3/11/2013 at the direction of Rick Thomas, based on information provided by Beth Schmoyer (SPU) that indicates that the outfall and associated piping were installed by Trotsky. Receives discharge from city-owned stormwater collection system. According to SPU, the upstream end of the private pipe is 36-inches diameter. Drainage basin is approximately 38 acres, including 18.4 acres of city drainage. This outfall is not permitted. | According to the May 2012 SWPPP, this outfall only discharges during "extreme overflow conditions". SW is normally pumped to a treatment system (installed in January 2012), then discharged to the LDW at Outfall B2 (Boyer-2). There was a pipe sock on the end of this outfall during SAIC's 2011 outfall sediment sampling. Photo taken at this time also shows a stream entering the LDW just to the north of this outfall. | Discharge from StormwateRx treatment system, per May 2012 Boyer Towing SWPPP. | According to the May 2012 SWPPP, this outfall only discharges during "extreme overflow conditions". SW is normally pumped to a treatment system (installed in January 2012), then discharged to the LDW at outfall B2 (Boyer-2).There was a pipe sock on the end of this outfall during SAIC's 2011 outfall sediment sampling. | According to the May 2012 SWPPP, this outfall only discharges during "extreme overflow conditions". SW is normally pumped to a treatment system (installed in January 2012), then discharged to the LDW at Outfall B2 (Boyer-2) | Outfall is located at the end of S Webster Street. Outfall serves one catch basin on S Riverside Drive. | Outfall drains approximately 238 acres. As of Dec 2010, SPU planned to clean the 7th Avenue S SD system prior to building the South Park Pump Station and Water Quality Facility (PS/WQF), which involves construction of a pump station to allow the SD to function under all tidal and storm conditions. A treatment system will also be installed. Construction was scheduled for 2011-2012 but has been delayed. Current status unknown; needs to be updated. | Located at 8th Avenue S Park. CSO basin covers approx. 2,980 acres. This CSO did not discharge between 1997 and 2009; a total of 18 gallons was discharged during one event iin October 2010. | Independent Metals formerly operated on this parcel (WAR009725). | Near end of S Southern Street. Currently active, according to Riverside Drive SCAP. | Drains approximately 1.3 acres of Seattle ROW. | Stormwater from three catch basins on the South Park Marina property flows through a 3,000-gallon oil/water separator and a StormwateRx filtration system (new in 2009) prior to discharge. | New outfall constructed as part of Removal Action for Adjacent Streets and Stormwater portion of remedial action; outfall became active in August 2016. See Removal Action Design Report [12257] for additional details. Outfall drains approx. 2.9 acres of right-of-way and properties adjacent to the right-of-way. These areas historically drained to the LDW via sheet flow or entered via outfalls on the POS and South Park Marina properties. SPU estimates annual discharge will be 1.8 acre-feet/year. | A biofiltration swale under-drain collects stormwater to a 6-inch diameter outfall pipe which discharges stormwater behind the sheet pile surrounded mid-bank area of Terminal 117. A one-way valve at the end of the pipe prevents river water from flowing up the pipe. | Outfall A (Basin 4) on facility storm drain map. Basin 4 drains approximately 3.7 acres of parking lot in the north portion of the facility. | Outfall B (Basin 3) on facility storm drain map. Also referred to as SP4. Basin 3 drains approximately 1.1 acre of roof, parking lot, and storage lot runoff. This appears to be the same as the 12-inch concrete pipe described in Herrera's 2003 outfall survey (372W). Field sampling by SAIC in 2011 confirmed that 2103 and SP-4 are the same outfall. | Outfall C (Basin 2) on facility storm drain map. Basin 2 drains approximately 4.4 acres in the center portion of the facility. | Outfall D (Basin 9) on facility storm drain map. Basin 9 drains approximately 2.5 acres in the south-central portion of the facility. | Outfall E (Basin 1) on facility storm drain map. Also referred to as SP1. According to the SWPPP, roof and yard runoff is directed into open, grass-lined ditches. These ditches drain to Outfall SP1 through a grassy, treed vegetative strip at the very SE corner of the site prior to discharge into the LDW. This appears to be the same location shown in Herrera's 2003 outfall photos as a drainage channel (373W).This outfall is monitored under the ISGP. | According to King County, the creek is located on Sea King Industrial Park property from the ROW at 15th Ave S to the outfall. Drainage appears to be solely from the three Sea King Industrial Park parcels. | Stormwater near Bldgs 1 and 2 at Sea King Industrial Park flows to catch basins and then is conveyed to a series of 3 settling ponds. Outfall 2101 is connected to the third, northernmost settling pond. The SD solids sampling report prepared for EPA in 2012 indicates that the SD structures associated with this outfall are owned and operated by King County, however King County disagrees. | King County's S 96th Street SD basin consists of open ditches, culverts, wetlands, and piped storm drains in the S 95th Street and S 96th Street systems. Flow from the two systems merge at S 95th Street, east of SR99. Flow is conveyed 500 feet eastward and discharges to the LDW via Outfall 2100, located on property owned by Duwamish Yacht Club. The basin encompasses approximately 1,100 acres. Also receives discharges from Seattle-owned stormwater collection system (99 acres). | Discharge point for the south fork of Hamm Creek. No upstream WQ permits. Located just north of the SCL Duwamish Substation (Property No. 24021). | Drains 1.9 acres at the Duwamish substation property. | Drains 1.0 acre at the Duwamish substation property. Also referred to as SD#2. | Drains 0.6 acre at the Duwamish substation property. Also referred to as SD#1. | Drains >4.9 acres along SR-99, including from the southwest corner of the SCL Duwamish substation | The Restoration Areas SCAP identifies this as a WSDOT outfall, which appears to convey drainage from SR-99. No additional information was available. | Stormwater from the northwestern portion of Turning Basin 3 appears to discharge via this ditch. No additional information was available. | Stormwater from the Boeing Employees Activity Center parking lot appears to discharge to the LDW via this ditch. No additional information was available.
Outfall References | Spokane St-Ash Grove SCAP | Spokane St-Ash Grove SCAP | Spokane St-Ash Grove SCAP | Spokane St-Ash Grove SCAP | Seattle SCIP2 [12418]; ConGlobal SWPPP (Nov 2011) | Seattle SCIP2 [12418]' T108 Env Conditions Report (Jan 2009); EAA-1 SCAP (Dec 2004); EAA-1 CSO/SD Data Gaps (Aug 2009) | EAA-1 SCAP [0064]; SPU 2010 [0091]; T108 Env Conditions Report [3417]; GSA 1976 [2724]; Aug 2010 Demolition Plan | GSA 1976 [2724]; Slip 1 Data Gaps [3082] | GSA 1976 [2724]; Slip 1 Data Gaps [3082] | GSA 1976 [2724]; Slip 1 Data Gaps [3082] | GSA 1976 [2724]; Slip 1 Data Gaps [3082] | GSA 1976 [2724] | GSA 1976 [2724] | GSA 1976 [2724] | WQ inspection 12/16/2016; KC Lease Parcels Data Gaps Report | KC Lease Parcels Data Gaps Report | June 2019 SWPPP Site Maps | June 2019 SWPPP Site Maps | June 2019 SWPPP Site Maps | June 2019 SWPPP Site Maps | CertainTeed Gypsum SWPPP (June 2019) | CertainTeed Gypsum SWPPP (Jun 2019) | CertainTeed Gypsum SWPPP (Jun 2019) | CertainTeed Gypsum SWPPP (Jun 2019) | Glacier NW (Concrete Batch Plant) SWPPP | Seattle SCIP2 [12418]; Slip 2 to Slip 3 SCAP; Herrera 2003 outfall survey | 2019 Request for Coverage and Site Map | Stormwater Engineering Report (Lean Environment, 7/31/2013); Samson Tug & Barge (Seattle Facility) SWPPP; Slip 2 to Slip 3 SCAP; Herrera 2003 outfall survey | Slip 2 to Slip 3 SCAP; Herrera 2003 outfall survey | Seattle SCIP2 [12418]; Slip 2 to Slip 3 SCAP; Herrera 2003 outfall survey | Seattle SCIP2 [12418]; Slip 3 to SBW SCAP (Apr 2009); Algas SDI SWPPP (May 2012), V Van Dyke SWPPP (Feb 2013) | Herrera 2003 outfall survey | SPU 2010 Source Control Progress Report [0091] | Seattle SCIP2 [12418]; Slip 3 to SBW SCAP (Apr 2009); Seatac Marine Services SWPPP (Jul 2010) | Dawn Foods SWPPP; Site Map from 5/12/2016 Memo re: SBW SD Cleaning Waiver Supporting Documentation | Site Map from 5/12/2016 Memo re: SBW SD Cleaning Waiver Supporting Documentation | Site Map from 5/12/2016 Memo re: SBW SD Cleaning Waiver Supporting Documentation; Seattle Boiler Works SWPPP; Herrera 2003 outfall survey | Seattle SCIP2 [12418]; Herrera 2003 outfall survey | Seattle SCIP2 [12418]; Seattle Iron & Metals SWPPP; SBW-Slip 4 SCAP; Herrera 2003 outfall survey | Herrera 2003 outfall survey; CleanScapes SWPPP; SBW-Slip 4 SCAP; 2019 Request for Coverage and Site Map | Herrera 2003 outfall survey; CleanScapes SWPPP; SBW-Slip 4 SCAP; 2019 Request for Coverage and Site Map | CleanScapes SWPPP; 2019 Request for Coverage and Site Map | Letter from Waste Mgmt to Ecology dated 1/28/2019; 2019 Request for Coverage and Site Map | Herrera 2003 outfall survey; Slip 4 SCAP; Seattle SCIP2 [12418] | Seattle SCIP2 [12418] | Herrera 2003 outfall survey; Slip 4 SCAP | Herrera 2003 outfall survey (spreadsheet updated 2009); Emerald Services SWPPP | Boeing Plant 2 Site Map (provided with 2019 Request for Coverage); Boeing Plant 2 SWPPP (2010) | Boeing Plant 2 Site Map (provided with 2019 Request for Coverage); Boeing Plant 2 SWPPP (2010) | Boeing Plant 2 Site Map (provided with 2019 Request for Coverage) | Boeing Plant 2 Site Map (provided with 2019 Request for Coverage) | Boeing Plant 2 Site Map (provided with 2019 Request for Coverage) | Boeing Plant 2 Site Map (provided with 2019 Request for Coverage) | Boeing Plant 2 Site Map (provided with 2019 Request for Coverage) | Boeing Plant 2 Site Map (provided with 2019 Request for Coverage) | Seattle SCIP2 [12418]; Boeing Plant 2 Site Map (provided with 2019 Request for Coverage) | Corrective Measure Implementation Report [11039]; 2019 Request for Coverage and SWPPP Map | Corrective Measure Implementation Report [11039]; 2019 Request for Coverage and SWPPP Map | Corrective Measure Implementation Report [11039]; 2019 Request for Coverage and SWPPP Map | Corrective Measure Implementation Report [11039]; 2019 Request for Coverage and SWPPP Map | Jorgensen Forge SWPPP (Mar 2012); Jorgensen Forge SW Treatment System Engineering Report (May 2014) | KCIA SWPPP; EAA-6 SCAP | Boeing Thompson SWPPP | Boeing Thompson SWPPP | Insurance Auto Auctions SWPPP; Slip 6 Data Gaps Report | Insurance Auto Auctions SWPPP; Slip 6 Data Gaps Report | KCIA SWPPP; SPU SCIP2 [12418], Insurance Auto Auctions Site Map | BDC SWPPP; July 2019 BDC Request for Coverage; June 2019 BDC Site Map | BDC SWPPP; July 2019 BDC Request for Coverage; June 2019 BDC Site Map | BDC SWPPP; July 2019 BDC Request for Coverage; June 2019 BDC Site Map | BDC SWPPP; July 2019 BDC Request for Coverage; June 2019 BDC Site Map | BDC SWPPP; July 2019 BDC Request for Coverage; June 2019 BDC Site Map | BDC SWPPP; July 2019 BDC Request for Coverage; June 2019 BDC Site Map | BDC SWPPP; July 2019 BDC Request for Coverage; June 2019 BDC Site Map | BDC SWPPP; July 2019 BDC Request for Coverage; June 2019 BDC Site Map | BDC SWPPP; July 2019 BDC Request for Coverage; June 2019 BDC Site Map | BDC SWPPP; July 2019 BDC Request for Coverage; June 2019 BDC Site Map | BDC SWPPP; July 2019 BDC Request for Coverage; June 2019 BDC Site Map | July 2019 BDC Request for Coverage; June 2019 BDC Site Map | BDC SWPPP; July 2019 BDC Request for Coverage; June 2019 BDC Site Map | BDC SWPPP; July 2019 BDC Request for Coverage; June 2019 BDC Site Map | BDC SWPPP; July 2019 BDC Request for Coverage; June 2019 BDC Site Map | BDC SWPPP; July 2019 BDC Request for Coverage; June 2019 BDC Site Map | BDC SWPPP; July 2019 BDC Request for Coverage; June 2019 BDC Site Map | BDC SWPPP; July 2019 BDC Request for Coverage; June 2019 BDC Site Map | SPU Draft Duwamish SC Plan (Nov 2013); BDC Data Gaps Report; LDWG Comments on Ecology Upriver Source Control FAQ, May 16, 2011; BDC SWPPP; Seattle SCIP2 [12418] | LDWG Comments on Ecology Upriver Source Control FAQ, May 16, 2011; Seattle SCIP2 [12418] | Spokane Street to Kellogg Island Data Gaps Report | Spokane Street to Kellogg Island Data Gaps Report | CalPortland 2009 [7481] | Seattle SCIP2 [12418]Spokane Street to Kellogg Island Data Gaps Report (Sep 2012) | Spokane Street to Kellogg Island Data Gaps Report | Spokane Street to Kellogg Island Data Gaps Report | Spokane Street to Kellogg Island Data Gaps Report (Sep 2012) | Spokane Street to Kellogg Island Data Gaps Report | Seattle SCIP2 [12418]; Spokane Street to Kellogg Island Data Gaps Report (Sep 2012); FogTite SWPPP (Jan 2012) | 2019 General Recycling Request for Coverage and Site Map; Spokane Street to Kellogg Island Data Gaps Report | Spokane Street to Kellogg Island Data Gaps Report |  | Seattle SCIP2 [12418] | Kellogg Island to Lafarge SCAP; Chemithon SWPPP | Kellogg Island to Lafarge SCAP | Alaska Marine Lines SWPPP (Dec 2015) | Alaska Marine Lines SWPPP (Dec 2015) | Glacier Northwest SWPPP (Mar 2012) | Terminal 115 SCAP; Phoinix 2006 [5959]; Herrera 2003 outfall survey; Northland Services 2016 SWPPP. | Terminal 115 SCAP; Phoinix 2006 [5959]; Herrera 2003 outfall survey; Alaska Marine Lines Dec 2015 SWPPP; Seattle SCIP2 [12418]; Northland Services Request for Coverage and site map | Terminal 115 SCAP; Phoinix 2006 [5959]; Northland Services 2016 SWPPP | Northland Services 2016 SWPPP; 2019 Site Map; Phoinix 2006 [5959]; Herrera 2003 outfall survey | Seattle SCIP2 [12418]; Northland Services 2016 SWPPP; 2016 Site Map provided with 2019 Request for Coverage | 2016 Site Map provided with 2019 Request for Coverage | Terminal 115 SCAP (Oct 2011); 2019 Requests for Coverage and site maps | Terminal 115 SCAP |  |  | 1st Avenue S SD Data Gaps Report (SAIC 2012 [7704]); Seattle SCIP2 [12418] |  |  | Douglas Mgmt Company Supplemental Data Gaps Report (SAIC 2008 [4093]) | Douglas Mgmt Company Supplemental Data Gaps Report (SAIC 2008 [4093]) | SPU Draft Duwamish SC Plan (Nov 2013); Seattle SCIP2 [12418] | Boyer Towing SWPPP (2012); Boyer Towing Supplemental Data Gaps Report (SAIC 2009 [4094]). | Boyer Towing SWPPP (2012); Boyer Towing Supplemental Data Gaps Report (SAIC 2009 [4094]). | Boyer Towing SWPPP (2012); Boyer Towing Supplemental Data Gaps Report (SAIC 2009 [4094]). | Boyer Towing SWPPP (2012); Boyer Towing Supplemental Data Gaps Report (SAIC 2009 [4094]). | Seattle SCIP2 [12418] | Riverside Drive SCAP; Seattle SCIP2 [12418] | Riverside Drive SCAP; King County SCIP | Riverside Drive SCAP | Riverside Drive SCAP | Seattle SCIP2 [12418] | South Park Marina SWPPP (May 2012) | T-117 Adjacent Streets and Stormwater Removal Action Construction and Completion Report [11084]. Final Joint Long-Term Monitoring and Maintenance Plan [11520] | T117 Long Term SW Control and Monitoring Plan [12422] | Boeing South Park SD map [12421] | Boeing South Park SD map [12421]; Boeing South Park 2010 SWPPP [9641]; Herrera 2003 outfall survey [00066]; SAIC 2011 Outfall Data Report [10902] | Boeing South Park SD map [12421] | Boeing South Park SD map [12421] | Boeing South Park SD map [12421]; Boeing South Park 2010 SWPPP [9641]; Herrera 2003 outfall survey [00066] | Source Control Status Report 2018 [12420] | SAIC 2013 [10373] | Ecology 2013 [9652]; Seattle SCIP2 [12418] |  | Seattle SCIP2 [12418], Leidos 2015 [10948] | Seattle SCIP2 [12418], Leidos 2015 [10948] | Seattle SCIP2 [12418], Leidos 2015 [10948] | Seattle SCIP2 [12418], Leidos 2015 [10948] | Ecology 2013 [9157] | Ecology 2013 [9157] | Ecology 2013 [9157]

## 2-Permits (Transposed)
Leidos ID | L0201 | L0202 | L0202 | L0202 | L0202 | L0202 | L0202 | L0202 | L0202 | L0202 | L0202 | L0202 | L0202 | L0202 | L0401 | L0501 | L0502 | L0503 | L0504 | L0505 | L0506 | L0508 | L0509 | L0602 | L0604 | L0607 | L0607 | L0701 | L0706 | L0706 | L0801 | L0805.5 | L0806 | L0808 | L0810 | L0814 | L0815 | L0816 | L0817 | L0908 | L0911 | L0911 | L0911 | L0913 | L0919 | L0920 | L1001 | L1002 | L1004 | L1006 | L1007 | L1008 | L1016.5 | L1031.5 | L1037.5 | L1043 | L1054 | L1102 | L1102 | L1102 | L1103 | L1104 | L1202 | L1204 | L1208 | L1208 | L1208 | L1209 | L1210 | L1301 | L1302 | L1303 | L1304 | L1306 | L1307 | L1308 | L1309 | L1310 | L1310.5 | L1311 | L1401 | L1402 | L1403 | L1404 | L1405 | L1407 | L1407 | L1407 | L1407 | L1407 | L1407 | L1407 | L1503 | L1510 | L1514 | L1607 | L1608 | L1701 | L1704 | L1712 | L1802 | L1802 | L1803 | L1804 | L1806 | L1806 | L1807 | L1807 | L1807 | L1903 | L1903 | L1903 | L1903 | L1903 | L1903 | L1903 | L1903 | L1903 | L1903 | L2001 | L2008 | L2009 | L2010 | L2011 | L2102 | L2102 | L2102 | L2102 | L2103 | L2107 | L2203 | L2210 | L2211 | L2212 | L2301 | L2302 | L2306 | L2306 | L2306 | L2306 | L2306 | L2306 | L2306 | L2306 | L2306 | L2306 | L2306 | L2306 | L2306
Outfall ID | S Nevada SD | 2155 | 2155 | 2155 | 2155 | 2155 | 2155 | 2155 | 2155 | 2155 | 2155 | 2155 | 2155 | 2155 | 2244 | 2008 | 2009 | 2010 | 2011 | 2013 | 2017 | 2015 | 2016 | GNW-CBP | GBD | 2022 | 2022 | S River St SD | S Brighton St SD | S Brighton St SD | Dawn Foods | SBW-B | 2028 | 2026 | 2035 | CleansScapes D | 2040 | CleanScapes B | DuwReload | 2046 | 2049 | 2049 | 2049 | CedarGrove | 2053 | 2052 | P2B | P2C | 3024 | P2E | 3026 | 3027 | P26 | P33 | P36 | 2056 | 2065 | 2062 | 2062 | 2062 | 2061 | 2077 | 2075 | 2073 | 2080 | 2080 | 2080 | 2081 | 2082 | 2089 | 2088 | DC18 | 2087 | 2085 | 2090 | DC8 | DC7 | DC6 | DC19 | 2091 | 2092 | 2097 | DC16 | 2096 | 2093 | 2095 | 2095 | 2095 | 2095 | 2095 | 2095 | 2095 | 8134 | 2147 | 2157 | 5003 | 5004 | 5005 | AML-DP2 | 2130 | 2127 | 2127 | 6146 | 2220 | 2125 | 2125 | 2124 | 2122 | 2122 | 1st Ave S SD | 1st Ave S SD | 1st Ave S SD | 1st Ave S SD | 1st Ave S SD | 1st Ave S SD | 1st Ave S SD | 1st Ave S SD | 1st Ave S SD | 1st Ave S SD | 2508 | Boyer-1 | Boyer-2 | 2115 | 2114 | 2112 | 2112 | 2112 | 2112 | 2107 | 2110 | 2214 | SP5 | 2103 | SP3 | SP2 | 2102 | 2100 | 2100 | 2100 | 2100 | 2100 | 2100 | 2100 | 2100 | 2100 | 2100 | 2100 | 2100 | 2100
Permit No. | WAR010569 | WAR000139 | WAR000444 | WAR000930 | WAR001155 | WAR004605 | WAR004614 | WAR009970 | WAR010569 | WAR011326 | WAR125420 | WAR301360 | WAR301508 | WAR301608 | WAG503337 | WAR001134 | WAR001134 | WAR001134 | WAR001134 | WAR000056 | WAR000056 | WAR000056 | WAR000056 | WAG503191 | WAR010447 | WAR011484 | WAR125423 | WAR011723 | WAR302045 | WAR000962 | WAR011560 | WAR002208 | WAR002208 | WAR125002 | WA0031968 | WAR000949 | WAR000949 | WAR000949 | WAR302034 | WAR302262 | WAR000343 | WAR000607 | WAR000226 | WAR002641 | WAR000482 | WAR000482 | WAR000482 | WAR000482 | WAR000482 | WAR000482 | WAR000482 | WAR000482 | WAR000482 | WAR000482 | WAR000482 | WAR000482 | WAR003231 | WAR000343 | WAR000434 | WAR305886 | WAR000148 | WAR000148 | WAR308683 | WAR308683 | WAR308683 | WAR000343 | WAR127177 | WAR000146 | WAR000146 | WAR000146 | WAR000146 | WAR000146 | WAR000146 | WAR000146 | WAR000146 | WAR000146 | WAR000146 | WAR000146 | WAR000146 | WAR000146 | WAR000146 | WAR000146 | WAR000146 | WAR000146 | WAR000146 | WAR000146 | WAR000150 | WAR125005 | WAR125358 | WAR307006 | WAR125421 | WAR125646 | WAR002227 | WAR000474 | WAR002341 | WAR000033 | WA0002232 | WAR001365 | WAR001365 | WAG503378 | WAR000471 | WAR001365 | WAR000471 | WAR000471 | WAR000471 | WAR001897 | WAR000471 | WAR308432 | WAR127040 | WAR000581 | WAR000582 | WAR000617 | WAR000737 | WAR011078 | WAR011800 | WAR124991 | WAR125583 | WAR125959 | WAR303257 | WAR127039 | WAR005598 | WAR005598 | WAR005598 | WAR005598 | WAR000763 | WAR010782 | WAR011741 | WAR301516 | WAR304003 | WAR308860 | WAG030045 | WAR001009 | WAR001009 | WAR001009 | WAR001009 | WAR001009 | WAG030091 | WAG503282 | WAR000154 | WAR000264 | WAR000650 | WAR001949 | WAR002142 | WAR003120 | WAR125038 | WAR125474 | WAR125565 | WAR301372 | WAR301509
Permit Type | Industrial SW GP | Industrial SW GP | Industrial SW GP | Industrial SW GP | Industrial SW GP | Industrial SW GP | Industrial SW GP | Industrial SW GP | Industrial SW GP | Industrial SW GP | Industrial SW GP | Industrial SW GP | Industrial SW GP | Industrial SW GP | Sand & Gravel GP | Industrial SW GP | Industrial SW GP | Industrial SW GP | Industrial SW GP | Industrial SW GP | Industrial SW GP | Industrial SW GP | Industrial SW GP | Sand & Gravel GP | Industrial SW GP | Industrial SW GP | Industrial SW GP | Industrial SW GP | Industrial SW GP | Industrial SW GP | Industrial SW GP | Industrial SW GP | Industrial SW GP | Industrial SW GP | Individual Permit | Industrial SW GP | Industrial SW GP | Industrial SW GP | Industrial SW GP | Industrial SW GP | Industrial SW GP | Industrial SW GP | Industrial SW GP | Industrial SW GP | Industrial SW GP | Industrial SW GP | Industrial SW GP | Industrial SW GP | Industrial SW GP | Industrial SW GP | Industrial SW GP | Industrial SW GP | Industrial SW GP | Industrial SW GP | Industrial SW GP | Industrial SW GP | Industrial SW GP | Industrial SW GP | Industrial SW GP | Industrial SW GP | Industrial SW GP | Industrial SW GP | Industrial SW GP | Industrial SW GP | Industrial SW GP | Industrial SW GP | Industrial SW GP | Industrial SW GP | Industrial SW GP | Industrial SW GP | Industrial SW GP | Industrial SW GP | Industrial SW GP | Industrial SW GP | Industrial SW GP | Industrial SW GP | Industrial SW GP | Industrial SW GP | Industrial SW GP | Industrial SW GP | Industrial SW GP | Industrial SW GP | Industrial SW GP | Industrial SW GP | Industrial SW GP | Industrial SW GP | Industrial SW GP | Industrial SW GP | Industrial SW GP | Industrial SW GP | Industrial SW GP | Industrial SW GP | Industrial SW GP | Industrial SW GP | Industrial SW GP | Industrial SW GP | Individual Permit | Industrial SW GP | Industrial SW GP | Sand & Gravel GP | Industrial SW GP | Industrial SW GP | Industrial SW GP | Industrial SW GP | Industrial SW GP | Industrial SW GP | Industrial SW GP | Industrial SW GP | Industrial SW GP | Industrial SW GP | Industrial SW GP | Industrial SW GP | Industrial SW GP | Industrial SW GP | Industrial SW GP | Industrial SW GP | Industrial SW GP | Industrial SW GP | Industrial SW GP | Industrial SW GP | Industrial SW GP | Industrial SW GP | Industrial SW GP | Industrial SW GP | Industrial SW GP | Industrial SW GP | Industrial SW GP | Industrial SW GP | Industrial SW GP | Industrial SW GP | Boatyard GP | Industrial SW GP | Industrial SW GP | Industrial SW GP | Industrial SW GP | Industrial SW GP | Boatyard GP | Sand & Gravel GP | Industrial SW GP | Industrial SW GP | Industrial SW GP | Industrial SW GP | Industrial SW GP | Industrial SW GP | Industrial SW GP | Industrial SW GP | Industrial SW GP | Industrial SW GP | Industrial SW GP
Permit Effective Dates | 4/24/2008 - 12/31/2024 | 12/22/1992 - 12/31/2024 | 12/28/1992 - 12/31/2024 | 3/12/1993 - 12/31/2024 | 4/7/1993 - 12/31/2024 | 7/17/2002 - 12/31/2024 | 8/12/2002 - 12/31/2024 | 12/19/2007 - 12/31/2024 | 4/24/2008 - 12/31/2024 | 11/10/2008 - 12/31/2024 | 12/1/2011 - 12/31/2024 | 11/1/2013 - 12/31/2024 | 12/30/2013 - 12/31/2024 | 2/17/2014 - 12/31/2024 | 3/4/1988 - 03/31/2021 | 12/18/1992 - 12/31/2024 | 12/18/1992 - 12/31/2024 | 12/18/1992 - 12/31/2024 | 12/18/1992 - 12/31/2024 | 12/22/1992 - 12/31/2024 | 12/22/1992 - 12/31/2024 | 12/22/1992 - 12/31/2024 | 12/22/1992 - 12/31/2024 | 12/9/1994 - 03/31/2021 | 3/20/2008 - 12/31/2024 | 3/12/2009 - 12/31/2024 | 12/2/2011 - 12/31/2024 | 6/15/2009 - 12/31/2024 | 07/09/2014 - 12/31/2019 | 3/12/1993 - 12/31/2024 | 6/12/2009 - 12/31/2024 | 2/10/1995 - 12/31/2024 | 2/10/1995 - 12/31/2024 | 5/31/2011 - 12/31/2024 | 12/1/2007 - 9/30/2018 | 3/12/1993 - 12/31/2024 | 3/12/1993 - 12/31/2024 | 3/12/1993 - 12/31/2024 | 07/08/2014 - 12/31/2024 | 09/10/2014 - 12/31/2024 | 1/1/2010 - 12/31/2024 | 1/29/1993 - 12/31/2024 | 12/28/1992 - 12/31/2024 | 4/30/1996 - 12/31/2024 | 12/28/1992 - 12/31/2024 | 12/28/1992 - 12/31/2024 | 12/28/1992 - 12/31/2024 | 12/28/1992 - 12/31/2024 | 12/28/1992 - 12/31/2024 | 12/28/1992 - 12/31/2024 | 12/28/1992 - 12/31/2024 | 12/28/1992 - 12/31/2024 | 12/28/1992 - 12/31/2024 | 12/28/1992 - 12/31/2024 | 12/28/1992 - 12/31/2024 | 12/28/1992 - 12/31/2024 | 5/15/1998 - 12/31/2024 | 1/1/2010 - 12/31/2024 | 12/28/1992 - 12/31/2024 | 10/23/2017 - 12/31/2024 | 12/22/1992 - 12/31/2024 | 12/22/1992 - 12/31/2024 | 1/2/2020 - 12/31/2024 (2/11/2005 - 12/31/2019) | 1/2/2020 - 12/31/2024 (2/11/2005 - 12/31/2019) | 1/2/2020 - 12/31/2024 (2/11/2005 - 12/31/2019) | 1/1/2010 - 12/31/2024 | 7/1/2013 - 12/31/2024 | 12/22/1992 - 12/31/2024 | 12/22/1992 - 12/31/2024 | 12/22/1992 - 12/31/2024 | 12/22/1992 - 12/31/2024 | 12/22/1992 - 12/31/2024 | 12/22/1992 - 12/31/2024 | 12/22/1992 - 12/31/2024 | 12/22/1992 - 12/31/2024 | 12/22/1992 - 12/31/2024 | 12/22/1992 - 12/31/2024 | 12/22/1992 - 12/31/2024 | 12/22/1992 - 12/31/2024 | 12/22/1992 - 12/31/2024 | 12/22/1992 - 12/31/2024 | 12/22/1992 - 12/31/2024 | 12/22/1992 - 12/31/2024 | 12/22/1992 - 12/31/2024 | 12/22/1992 - 12/31/2024 | 12/22/1992 - 12/31/2024 | 12/22/1992 - 12/31/2024 | 6/1/2011 - 12/31/2024 | 10/17/2011 - 12/31/2024 | 9/26/2018 - 12/31/2024 | 12/1/2011 - 12/31/2024 | 3/20/2012 - 12/31/2024 | 2/22/1995 - 12/31/2024 | 12/30/1992 - 12/31/2024 | 4/3/1995 - 12/31/2024 | 12/22/1992 - 12/31/2024 | 6/22/1978 - 12/30/2015 | 12/18/1992 - 12/31/2024 | 12/18/1992 - 12/31/2024 | 5/19/2008 - 03/31/2021 | 12/28/1992 - 12/31/2024 | 12/18/1992 - 12/31/2024 | 12/28/1992 - 12/31/2024 | 12/28/1992 - 12/31/2024 | 12/28/1992 - 12/31/2024 | 8/15/1994 - 12/31/2024 | 12/28/1992 - 12/31/2024 | 9/27/2019 - 12/31/2024 | 6/3/2013 - 12/31/2024 | 11/18/1992 - 12/31/2024 | 1/27/1993 - 12/31/2024 | 1/29/1993 - 12/31/2024 | 12/18/1992 - 12/31/2024 | 10/27/2008 - 12/31/2024 | 9/25/2009 - 12/31/2024 | 5/26/2011 - 12/31/2024 | 2/24/2012 - 12/31/2024 | 7/13/2012 - 12/31/2024 | 07/22/2015 - 12/31/2019 | 5/31/2013 - 12/31/2024 | 1/18/2005 - 12/31/2024 | 1/18/2005 - 12/31/2024 | 1/18/2005 - 12/31/2024 | 1/18/2005 - 12/31/2024 | 3/10/1993 - 12/31/2024 | 7/21/2008 - 12/31/2024 | 7/13/2009 - 12/31/2024 | 1/2/2014 - 12/31/2019 | 4/21/2016 - 12/31/2024 | 2/25/2020 - 12/31/2024 | 2/5/1993 - 7/31/2021 | 3/17/1993 - 12/31/2024 | 3/17/1993 - 12/31/2024 | 3/17/1993 - 12/31/2024 | 3/17/1993 - 12/31/2024 | 3/17/1993 - 12/31/2024 | 10/29/1993 - 7/31/2021 | 6/21/1995 - 03/31/2021 | 12/22/1992 - 12/31/2024 | 12/28/1992 - 12/31/2024 | 1/29/1993 - 12/31/2024 | 8/26/1994 - 12/31/2024 | 12/27/1994 - 12/31/2024 | 1/23/1993 - 12/31/2024 | 6/13/2011 - 12/31/2024 | 1/12/2012 - 12/31/2024 | 2/16/2012 - 12/31/2024 | 12/7/2013 - 12/31/2024 | 12/30/2013 - 12/31/2024
Permittee | ITS ConGlobal | Alaskan Copper Works | United Parcel Servie Inc. | Skyline Electric and Mfg Inc | Union Pacific Railroad | Waste Management of WA, Inc. | Lee & Eastes Tank Lines Inc | The Lighthouse For The Blind | ITS ConGlobal | MacMillan-Piper, Inc | Georgetown Brewing Co | NW Container Services Inc | Plymouth Poultry | Recology King County | Cadman (Seattle) Inc | Ardagh Glass Inc. | Ardagh Glass Inc. | Ardagh Glass Inc. | Ardagh Glass Inc. | CertainTeed Gypsum | CertainTeed Gypsum | CertainTeed Gypsum | CertainTeed Gypsum | Glacier NW Inc dba CalPortland | General Biodiesel Seattle LLC | Samson Tug & Barge Seattle Fac | Michigan Marine | Algas-SDI | Emerald Services Inc | SeaTac Marine Services LLC | Dawn Food Products Inc | Seattle Boilerworks Inc | Seattle Boilerworks Inc | Seattle Iron & Metals Corp | Seattle Iron & Metals Corporation | Recology King County | Recology King County | Recology King County | Waste Management National Services, Inc. | Ultrablock Inc | King County International Airport/Boeing Field | Landmark Aviation | The Boeing Company North Boeing Field | Cedar Grove Composting | Boeing Plant 2 | Boeing Plant 2 | Boeing Plant 2 | Boeing Plant 2 | Boeing Plant 2 | Boeing Plant 2 | Boeing Plant 2 | Boeing Plant 2 | Boeing Plant 2 | Boeing Plant 2 | Boeing Plant 2 | Boeing Plant 2 | Jorgensen Forge | King County International Airport/Boeing Field | United Parcel Servie Inc. | Mente, LLC | The Boeing Company | The Boeing Company | Insurance Auto Auctions | Insurance Auto Auctions | Insurance Auto Auctions | King County International Airport/Boeing Field | Starbucks Coffee Company | The Boeing Company | The Boeing Company | The Boeing Company | The Boeing Company | The Boeing Company | The Boeing Company | The Boeing Company | The Boeing Company | The Boeing Company | The Boeing Company | The Boeing Company | The Boeing Company | The Boeing Company | The Boeing Company | The Boeing Company | The Boeing Company | The Boeing Company | The Boeing Company | The Boeing Company | The Boeing Company | MacDonald Miller Facility Solutions | Steeler, Inc. | MV Transportation | Nelson Trucking Co Inc | Special Asphalt Products | CalPortland | Fog Tite Inc | General Recycling of Washington LLC | The Chemithon Corp | Lafarge Corporation | Alaska Marine Lines | Alaska Marine Lines | Glacier Northwest, Inc. dba Cal Portland | Northland Services Inc | Alaska Marine Lines | Northland Services Inc | Northland Services Inc | Northland Services Inc | Pioneer Industries | Northland Services Inc | Orca Bay Foods, LLC. | Lineage Logistics | Waste Management of WA, Inc. Eastmont Transfer Stn | Waste Management of WA, Inc. Seattle Hauling Co. | Standard Steel Fabricating | City of Seattle, Seattle Public Utilities | Valence Surface Technologies - Seattle (MAPSCO) | Samson Tug and Barge Company Inc | First Student Inc #12125 c/o Strata Env | City of Seattle Public Utilities | Christensen, Inc. | Seattle Housing Authority | Alaska Marine Lines | Boyer Logistics Inc | Boyer Logistics Inc | Boyer Logistics Inc | Boyer Logistics Inc | Machinists Incorporated | Machinists Inc | Marine Lumber Service Inc | Pacific Pile & Marine LP | United Site Services, Inc. | American Gypsum Recycling - 2 LLC | South Park Marina Ltd | The Boeing Company | The Boeing Company | The Boeing Company | The Boeing Company | The Boeing Company | Delta Marine Industries Inc | ICON Materials | Ace Galvanizing Inc | PSF Mechanical Inc | North American Auto Transportation | Industrial Automation Inc | Puget Sound Coatings, LLC | Gary Merlino Construction | Absolute German | Pacific Industrial Supply Co Inc | Security Contractor Services Inc | Samson Tug and Barge Company Inc | Old Dominion Freight Line Inc
WQ Name | ITS ConGlobal | Alaskan Copper Works | United Parcel Service WASEA | Skyline Electric & Mfg Co Inc | Union Pacific Railroad Co Dawson St Argo | WM Alaska Steet Reload Facility | Lee & Eastes Tank Lines Inc | The Lighthouse For The Blind | ITS ConGlobal | MacMillan Piper Inc Airport Way | Georgetown Brewing Co | Northwest Container Seattle Intermodal Yard | Plymouth Poultry | Recology King County MRF | Cadman Seattle | Ardagh Glass Inc. | Ardagh Glass Inc. | Ardagh Glass Inc. | Ardagh Glass Inc. | CertainTeed Gypsum Manufacturing | CertainTeed Gypsum Manufacturing | CertainTeed Gypsum Manufacturing | CertainTeed Gypsum Manufacturing | Seattle Plant East Marginal Way | General Biodiesel Seattle | Samson Tug and Barge Company Inc | Michigan Marine Properties LLC | Algas SDI | Emerald Services, Inc. | SeaTac Marine Services LLC | Dawn Foods Products-Sea Dry Mix | Seattle Boilerworks Inc Myrtle St | Seattle Boilerworks Inc Myrtle St | Seattle Iron & Metals Corp Truck Parking | Seattle Iron & Metals Corp | Recology King County 8th Avenue | Recology King County 8th Avenue | Recology King County 8th Avenue | Duwamish Reload Facility | Ultrablock Seattle | King County Int Airport | Landmark Aviation | North Boeing Field | Cedar Grove Composting Corporate | Boeing Plant 2 | Boeing Plant 2 | Boeing Plant 2 | Boeing Plant 2 | Boeing Plant 2 | Boeing Plant 2 | Boeing Plant 2 | Boeing Plant 2 | Boeing Plant 2 | Boeing Plant 2 | Boeing Plant 2 | Boeing Plant 2 | Jorgensen Forge Corp | King County Int Airport | United Parcel Service Boeing Field | MENTE 8075 Aviation Facility | Boeing Thompson Site | Boeing Thompson Site | Insurance Auto Auctions | Insurance Auto Auctions | Insurance Auto Auctions | King County Int Airport | Charles Air Hangar - Starbucks | Boeing Developmental Center | Boeing Developmental Center | Boeing Developmental Center | Boeing Developmental Center | Boeing Developmental Center | Boeing Developmental Center | Boeing Developmental Center | Boeing Developmental Center | Boeing Developmental Center | Boeing Developmental Center | Boeing Developmental Center | Boeing Developmental Center | Boeing Developmental Center | Boeing Developmental Center | Boeing Developmental Center | Boeing Developmental Center | Boeing Developmental Center | Boeing Developmental Center | Boeing Developmental Center | Boeing Military Flight Center | MacDonald Miller Facility Solutions Fab Shop | Steeler, Inc. | MV Transportation Seattle | Nelson Trucking Co 9777 | Special Asphalt Products Inc | Glacier Northwest Inc | Fog Tite Inc | General Recycling of Washington LLC | The Chemithon Corp | Lafarge PNW Inc. | Alaska Marine Lines Seattle Termina | Alaska Marine Lines Seattle Termina | West Marginal Way Site | Northland Services Inc Seattle | Alaska Marine Lines Seattle Terminal | Northland Services Inc Seattle | Northland Services Inc Seattle | Northland Services Inc Seattle | Pioneer Industries | Northland Services Inc Seattle | Orca Bay Foods LLC | Michigan Street Facility | Eastmont Transfer Station | Waste Management Seattle Hauling Co. | Standard Steel Fabricating Co Inc | South Recycle & Disposal Station | Valence Surface Technologies - Seattle | Samson Tug & Barge Detriot Ave SW | First Student Inc #12125 - 1st Ave | South Transfer Station ISW | Christensen, Inc. Detroit Ave | SHA South Operations Facility | Alaska Marine Lines | Boyer Logistics Inc | Boyer Logistics Inc | Boyer Logistics Inc | Boyer Logistics Inc | Machinists Inc Plant 5 | Machinists Inc 5th Ave | Marine Lumber Service Inc | Pacific Pile & Marine Main Yard | United Site Services of Nevada Inc Sea | American Gypsum Recycling Kenyon | South Park Marina | Boeing South Park | Boeing South Park | Boeing South Park | Boeing South Park | Boeing South Park | Delta Marine Industries Inc | ICON Materials Seattle Asphalt | Ace Galvanizing Inc 96th | Psf Mechanical Inc | North American Auto Transportation Inc | Industrial Automation Inc | Puget Sound Coatings | Gary Merlino Construction Office BD | Absolute German | Pacific Industrial Supply Co Inc | Security Contractor Services Inc | Samson Tug & Barge South Park Facility | Old Dominion Freight Line Inc
Facility Site Name | ConGlobal Industries | Alaskan Copper Works | UPS Seattle Hub | Skyline Electric & Mfg Co Inc | Union Pacific Railroad Co Dawson St | Alaska Street Reload & Recycling | Lee & Eastes Tank Lines Airport Way | Lighthouse For The Blind | ConGlobal Industries | MacMillan Piper Inc Airport Way | Charles H Lilly Co | Northwest Container Services | Plymouth Poultry Company | Washington State Liquor Control Board | Cadman Seattle Inc | Saint Gobain Containers Inc | Saint Gobain Containers Inc | Saint Gobain Containers Inc | Saint Gobain Containers Inc | CertainTeed Gypsum Manufacturing | CertainTeed Gypsum Manufacturing | CertainTeed Gypsum Manufacturing | CertainTeed Gypsum Manufacturing | Glacier Northwest East Marginal Way | Seattle Biodiesel LLC | Burgess Enterprises | Duwamish Marine Center Inc | Springs Printing Inc Michigan | Shultz Distributing Inc Marginal Way | Northland Services Inc Fox Ave | Dawns Foods Products Sea Dry Mix | Seattle Boilerworks Inc Myrtle St | Seattle Boilerworks Inc Myrtle St | Seattle Iron & Metals Corp Truck Parking | Seattle Iron Metals Corp | Cleanscapes Inc | Cleanscapes Inc | Cleanscapes Inc | Alaska Logistics LLC | North Coast Chemical Co | King Cnty International Airport | Galvin Flying Services Inc | North Boeing Field Marginal Way | Emerald Services Inc | Boeing Plant 2 | Boeing Plant 2 | Boeing Plant 2 | Boeing Plant 2 | Boeing Plant 2 | Boeing Plant 2 | Boeing Plant 2 | Boeing Plant 2 | Boeing Plant 2 | Boeing Plant 2 | Boeing Plant 2 | Boeing Plant 2 | Jorgensen Forge Corp | King Cnty International Airport | UPS Boeing Field | Mente Hangar | Boeing Thompson Site | Boeing Thompson Site | Insurance Auto Auctions | Insurance Auto Auctions | Insurance Auto Auctions | King Cnty International Airport | Charles Air Hangar - Starbucks | Boeing A & M Developmental Center | Boeing A & M Developmental Center | Boeing A & M Developmental Center | Boeing A & M Developmental Center | Boeing A & M Developmental Center | Boeing A & M Developmental Center | Boeing A & M Developmental Center | Boeing A & M Developmental Center | Boeing A & M Developmental Center | Boeing A & M Developmental Center | Boeing A & M Developmental Center | Boeing A & M Developmental Center | Boeing A & M Developmental Center | Boeing A & M Developmental Center | Boeing A & M Developmental Center | Boeing A & M Developmental Center | Boeing A & M Developmental Center | Boeing A & M Developmental Center | Boeing A & M Developmental Center | Boeing Military Flight Center | MacDonald Miller Facility Solutions Fab Shop | Steeler Inc | MV Transportation Seattle | Nelson Trucking Co 9777 | Special Asphalt Products Inc | Glacier Northwest Inc Seattle | Fog Tite Inc | General Recycling of Washington LLC | Chemithon Corp | Lafarge North America Inc Seattle | Alaska Marine Lines Seattle Termina | Alaska Marine Lines Seattle Termina | Glacier Northwest Marginal Way Truck Sho | Northland Services Inc Seattle | Alaska Marine Lines Seattle Terminal | Northland Services Inc Seattle | Northland Services Inc Seattle | Northland Services Inc Seattle | Pioneer Industries Seattle | Northland Services Inc Seattle | Orca Bay Foods, LLC. | Seafreeze Ltd Terminal 115 | Waste Management of Seattle | Waste Management of Seattle 1st Ave | Standard Steel Fabricating Co Inc | South Recycle & Disposal Station | Valence Surface Technologies - Seattle | Samson Tug & Barge Detriot Ave SW | Laidlaw | South Transfer Station | Seaport Petroleum Detroit Ave | SHA South Operations Facility | Alaska Marine Lines 7100 1st Ave | Boyer Logistics Inc | Boyer Logistics Inc | Boyer Logistics Inc | Boyer Logistics Inc | Gear Works Seattle Inc | Machinists Inc 5th Ave | Marine Lumber Service Inc | Hurlen Construction | United Site Services of Nevada Inc Sea | Independent Metals S Kenyon St | South Park Marina | Boeing South Park | Boeing South Park | Boeing South Park | Boeing South Park | Boeing South Park | Delta Marine Industries Inc | ICON Materials Seattle Asphalt | Ace Galvanizing Inc 96th | PSF Mechanical Inc | Selland Auto Transport | Industrial Automation Inc | Puget Sound Coatings Machinists Inc | Gary Merlino Construction Company | Absolute German | Pacific Industrial Supply Director St | Security Contractor Services Inc | Morgan Trucking Inc Seattle | YRC Inc Seattle
FSID | 8410932 | 28644225 | 12477 | 21118371 | 44577768 | 81491835 | 2140 | 82198634 | 8410932 | 2746259 | 9361279 | 12418 | 43482351 | 1891210 | 70313617 | 94925241 | 94925241 | 94925241 | 94925241 | 2253 | 2253 | 2253 | 2253 | 95534411 | 5023482 | 65697348 | 71371939 | 84173356 | 95498891 | 22653378 | 3505 | 17577864 | 17577864 | 9809 | 94727791 | 41684823 | 41684823 | 41684823 | 63123962 | 2153 | 2387398 | 13168148 | 18983 | 89553582 | 2100 | 2100 | 2100 | 2100 | 2100 | 2100 | 2100 | 2100 | 2100 | 2100 | 2100 | 2100 | 2382 | 2387398 | 15215836 | 19711 | 21177 | 21177 | 2072, 3489 | 2072, 3489 | 93871 | 2387398 | 9222 | 2101 | 2101 | 2101 | 2101 | 2101 | 2101 | 2101 | 2101 | 2101 | 2101 | 2101 | 2101 | 2101 | 2101 | 2101 | 2101 | 2101 | 2101 | 2101 | 14532 | 8578521 | 7453 | 62258 | 18277 | 21356 | 2302559 | 1184778 | 18553 | 41953656 | 2132 | 19450 | 19450 | 67234947 | 15163955 | 19450 | 15163955 | 15163955 | 15163955 | 66464199 | 15163955 | 41863, 82536515 | 82536515 | 2425 | 95878752 | 42718345 | 91256919 | 46338473 | 24041 | 2320 | 3453 | 4982711 | 9147 | 97573251 | 37926748 | 37926748 | 37926748 | 37926748 | 93436287 | 22736 | 38921541 | 42127616 | 14685 | 16139 | 44653368 | 60381981 | 60381981 | 60381981 | 60381981 | 60381981 | 22978975 | 93252843 | 2077 | 18451551 | 37752719 | 74236527 | 97263627 | 7727938 | 10207 | 1143511 | 16779 | 42665774 | 17445
SIC Code | 7699 (Repair Services, NEC) | 3498 (Fabricated Pipe and Fittings), 3443 (Fabricated Plate Work - Boiler Shops) | 4215 (Courier Services, Except by Air) | 3444 (Sheet Metalwork), 3613 (Switchgear and Switchboard Apparatus), 3629 (Electrical Industrial Apparatus, NEC), 3699 (Electrical Equipment & Supplies, NEC) | 4011 (Railroads, Line-Haul Operating) | 4212 (Local Trucking, Without Storage) | 4213 (Trucking, Except Local), 4231 (Trucking Terminal Facilities) | 3089 (Plastics Products), 3499 (Fabricated Metal Products) | 7699 (Repair Services, NEC) | 4225 (General Warehousing and Storage), 2099 (Food Preparations, NEC) | 2082 (Malt Beverages) | 4013 (Switching and Terminal Services), 4731 (Freight Transportation Arrangement) | 2015 (Poultry Slaughtering and Processing) | 4953 (Refuse Systems), 4212 (Local Trucking, without Storage) | 3273 (Ready-Mixed Concrete) | 3221 (Glass Containers) | 3221 (Glass Containers) | 3221 (Glass Containers) | 3221 (Glass Containers) | 3275 (Gypsum Products) | 3275 (Gypsum Products) | 3275 (Gypsum Products) | 3275 (Gypsum Products) | 3273 (Ready-Mixed Concrete) | 5172 (Petroleum Products, NEC) | 4491 (Marine Cargo Handling) | 4225 (General Warehousing and Storage), 4491 (Marine Cargo Handling) | 3999 (Manufacturing Industries, NEC), 33 (Primary Metal Industries) | 4225 (General Warehousing and Storage), 4212 (Local Trucking, Without Storage) | 4424 (Deap Sea Domestic Trans. Of Freight), 4491 (Marine Cargo Handling), 4492 (Towing and Tugboat Service) | 2045 (Prepared Flour Mixes and Doughs) | 3443 (Fabricated Plate Work [Boiler Shops]), 3499 (Fabricated Metal Products, NEC), 3398 (Metal Heat Treating), 7699 (Repair Services, NEC) | 3443 (Fabricated Plate Work [Boiler Shops]), 3499 (Fabricated Metal Products, NEC), 3398 (Metal Heat Treating), 7699 (Repair Services, NEC) | 4214 (Local Trucking with Storage) | 5093 (Scrap and Waste Materials) | 4212 (Local Trucking, Without Storage) | 4212 (Local Trucking, Without Storage) | 4212 (Local Trucking, Without Storage) | 4225 (General Warehousing and Storage), 4953 (Refuse Systems), 4212 (Local Trucking, Without Storage) | 3271 (Concrete Block and Brick) | 4581 (Airports, Flying Fields, & Services) | 4581 (Airports, Flying Fields, & Services) | 3721 (Aircraft) | 2875 (Fertilizers, Mixing Only) | 3728 (Aircraft Parts and Equipment, NEC) | 3728 (Aircraft Parts and Equipment, NEC) | 3728 (Aircraft Parts and Equipment, NEC) | 3728 (Aircraft Parts and Equipment, NEC) | 3728 (Aircraft Parts and Equipment, NEC) | 3728 (Aircraft Parts and Equipment, NEC) | 3728 (Aircraft Parts and Equipment, NEC) | 3728 (Aircraft Parts and Equipment, NEC) | 3728 (Aircraft Parts and Equipment, NEC) | 3728 (Aircraft Parts and Equipment, NEC) | 3728 (Aircraft Parts and Equipment, NEC) | 3728 (Aircraft Parts and Equipment, NEC) | 3542 (Machine Tools, Metal Forming Types), 3312 (Blast Furnaces and Steel Mills), 3398 (Metal Heat Treating), 3399 (Primary Metal Products, NEC), 3462 (Iron and Steel Forgings), 3541 (Machine Tools, Metal Cutting Types) | 4581 (Airports, Flying Fields, & Services) | 4215 (Courier Services, Except by Air) | 4522 (Air Transportation, Nonscheduled) | 3728 (Aircraft Parts and Equipment, NEC) | 3728 (Aircraft Parts and Equipment, NEC) | 7389 (Business Services, NEC) | 7389 (Business Services, NEC) | 5012 (Automobiles and Other Motor Vehicles) | 4581 (Airports, Flying Fields, & Services) | 4522 (Air Transportation, Nonscheduled) | 3728 (Aircraft Parts and Equipment, NEC) | 3728 (Aircraft Parts and Equipment, NEC) | 3728 (Aircraft Parts and Equipment, NEC) | 3728 (Aircraft Parts and Equipment, NEC) | 3728 (Aircraft Parts and Equipment, NEC) | 3728 (Aircraft Parts and Equipment, NEC) | 3728 (Aircraft Parts and Equipment, NEC) | 3728 (Aircraft Parts and Equipment, NEC) | 3728 (Aircraft Parts and Equipment, NEC) | 3728 (Aircraft Parts and Equipment, NEC) | 3728 (Aircraft Parts and Equipment, NEC) | 3728 (Aircraft Parts and Equipment, NEC) | 3728 (Aircraft Parts and Equipment, NEC) | 3728 (Aircraft Parts and Equipment, NEC) | 3728 (Aircraft Parts and Equipment, NEC) | 3728 (Aircraft Parts and Equipment, NEC) | 3728 (Aircraft Parts and Equipment, NEC) | 3728 (Aircraft Parts and Equipment, NEC) | 3728 (Aircraft Parts and Equipment, NEC) | 3723 (Aircraft Parts and Equipment, NEC) | 3498 (Fabricated Pipe and Fittings), 3444 (Sheet Metalwork) | 5093 (Scrap and Waste Materials), 3444 (Sheet Metal Work) | 4111 (Local and Suburban Transit) | 4212 (Local Trucking, Without Storage) | 3999 (Manufacturing Industries, NEC) | 5032 (Brick, Stone & Related Materials) | 3272 (Concrete Products, NEC), 3499 (Fabricated Metal Products, NEC) | 5093 (Scrap and Waste Materials) | 3599 (Industrial Machinery), 5169 (Chemicals & Allied Products, NEC), 8731 (Commercial Physical Research) | 3241 (Cement, Hydraulic) | 4225 (General Warehousing and Storage), 4491 (Marine Cargo Handling), 4789 (Transportation Services, NEC) | 4225 (General Warehousing and Storage), 4491 (Marine Cargo Handling), 4789 (Transportation Services, NEC) | 3273 (Ready-Mixed Concrete) | 4491 (Marine Cargo Handling), 4424 (Deep Sea Domestic Transportation of Freight), 4412 (Deep Sea Foreign Transportation of Freight) | 4491 (Marine Cargo Handling), 4225 (General Warehousing and Storage), 4789 (Transportation Services, NEC) | 4491 (Marine Cargo Handling), 4424 (Deep Sea Domestic Transportation of Freight), 4412 (Deep Sea Foreign Transportation of Freight) | 4491 (Marine Cargo Handling), 4424 (Deep Sea Domestic Transportation of Freight), 4412 (Deep Sea Foreign Transportation of Freight) | 4491 (Marine Cargo Handling), 4424 (Deep Sea Domestic Transportation of Freight), 4412 (Deep Sea Foreign Transportation of Freight) | 3399 (Primary Metal Products, NEC) | 4491 (Marine Cargo Handling), 4424 (Deep Sea Domestic Transportation of Freight), 4412 (Deep Sea Foreign Transportation of Freight) | 2092 (Fresh or Frozen Prepared Fish) | 4222 (Refrigerated Warehousing and Storage) | 4212 (Local Trucking, Without Storage) | 4212 (Local Trucking, without Storage) | 3441 (Fabricated Structural Metal) | 4953 (Refuse Systems), 4212 (Local Trucking, without Storage) | 3471 (Plating and Polishing) | 4491 (Marine Cargo Handling) | 4151 (School Buses) | 4953 (Refuse Systems), 4212 (Local Trucking, Without Storage) | 5172 (Petroleum Products, NEC) | 4212 (Local Trucking Without Storage) | 4491 (Marine Cargo Handling), 3731 (Ship Building and Repairing), 4212 (Local Trucking, Without Storage) | 4491 (Marine Cargo Handling) | 4491 (Marine Cargo Handling) | 4491 (Marine Cargo Handling) | 4491 (Marine Cargo Handling) | 3599 (Industrial Machinery, NEC) | 3599 (Industrial Machinery, NEC) | 5072 (Hardware), 5031 (Lumber, Plywood, and Millwork), 2421 (Sawmills and Planing Mills, General) | 1629 (Heavy Construction, NEC) | 7359 (Equipment Rental & Leasing, NEC) | 3275 (Gypsum Products) | 3732 (Boat Building and Repairing) | 3721 (Aircraft) | 3721 (Aircraft) | 3721 (Aircraft) | 3721 (Aircraft) | 3721 (Aircraft) | 3732 (Boat Building and Repairing) | 1442 (Construction Sand and Gravel), 2951 (Asphalt Paving Mixtures and Blocks) | 3479 (Metal Coating and Allied Services) | 3443 (Fabricated Plate Work - Boiler Shops), 3444 (Sheet Metal Work) | 4213 (Trucking, Except Local) | 3599 (Industrial Machinery) | 3479 (Metal Coating and Allied Services) | 4225 (General Warehousing and Storage), 1611 (Highway and Street Construction), 1623 (Water, Sewer, and Utility Lines), 4222 (Refrigerated Warehousing and Storage) | 5521 (Used Car Dealers), 5015 (Motor Vehicle Parts, Used) | 4499 (Water Transportation Services), 5251 (Hardware Stores), 5088 (Transportation Equipment & Supplies), 5051 (Metals Service Centers and Offices) | 5039 (Construction Materials), 3496 (Misc. Fabricated Wire Products) | 4491 (Marine Cargo Handling) | 4213 (Trucking, Except Local)
Facility Address | 1 S Idaho Street | 3200 6th Avenue S | 4455 7th Avenue S (The Hub) | 3619 7th Avenue S | 402 S Dawson Street | 70 S Alaska Street | 2418 Airport Way S | 2501 S Plum Street | 1 S Idaho Street | 655 S Edmunds Street | 5200 Denver Avenue S | 635 S Edmunds Street | 4500 7th Avenue S | 4401 East Marginal Way S | 5225 East Marginal Way S | 5801 East Marginal Way S | 5801 East Marginal Way S | 5801 East Marginal Way S | 5801 East Marginal Way S | 5931 East Marginal Way S | 5931 East Marginal Way S | 5931 East Marginal Way S | 5931 East Marginal Way S | 5975 East Marginal Way S | 6333 1st Avenue S | 6361 1st Avenue S | 16 S Michigan Street | 151 S Michigan Street | 6851 East Marginal Way S | 6701 Fox Avenue S | 6901 Fox Avenue S | 500 S Myrtle Street | 500 S Myrtle Street | 730 S Myrtle Street | 601 S Myrtle Street | 7303 8th Avenue S | 7303 8th Avenue S | 7303 8th Avenue S | 7400 8th Avenue S | 1615 S Graham Street | 7277 Perimeter Road S | 7149 Perimeter Road S | 7700 East Marginal Way S | 7343 East Marginal Way S | 7755 East Marginal Way S | 7755 East Marginal Way S | 7755 East Marginal Way S | 7755 East Marginal Way S | 7755 East Marginal Way S | 7755 East Marginal Way S | 7755 East Marginal Way S | 7755 East Marginal Way S | 7755 East Marginal Way S | 7755 East Marginal Way S | 7755 East Marginal Way S | 7755 East Marginal Way S | 8531 East Marginal Way S | 7277 Perimeter Road S | 7300 Perimeter Road S | 8075 Perimeter Road S | 8770 East Marginal Way S | 8770 East Marginal Way S | 8801 East Marginal Way S | 8801 East Marginal Way S | 9229 East Marginal Way S | 7277 Perimeter Road S | 9010 East Marginal Way S | 9725 East Marginal Way S | 9725 East Marginal Way S | 9725 East Marginal Way S | 9725 East Marginal Way S | 9725 East Marginal Way S | 9725 East Marginal Way S | 9725 East Marginal Way S | 9725 East Marginal Way S | 9725 East Marginal Way S | 9725 East Marginal Way S | 9725 East Marginal Way S | 9725 East Marginal Way S | 9725 East Marginal Way S | 9725 East Marginal Way S | 9725 East Marginal Way S | 9725 East Marginal Way S | 9725 East Marginal Way S | 9725 East Marginal Way S | 9725 East Marginal Way S | 10002 East Marginal Way S | 3701 S Norfolk Street | 10023 Martin Luther King Jr Way S | 9833 40th Avenue S | 9777 Martin Luther King Jr Way S | 9243 Martin Luther King Jr Way S | 3838 West Marginal Way SW | 4819 West Marginal Way SW | 4260 West Marginal Way SW (Terminal 105) | 5430 West Marginal Way SW | 5400 West Marginal Way SW | 5502 & 5658 West Marginal Way SW | 5502 & 5658 West Marginal Way SW | 5902 West Marginal Way SW | 6700 West Marginal Way SW | 5502 & 5658 West Marginal Way SW | 6700 West Marginal Way SW | 6700 West Marginal Way SW | 6700 West Marginal Way SW | 7000 Highland Park Way SW | 6700 West Marginal Way SW | 206 SW Michigan Street | 206 SW Michigan Street | 7201 West Marginal Way SW | 7901 1st Avenue S | 8155 1st Avenue S | 8100 2nd Avenue S | 8135 1st Avenue S | 7553 Detroit Avenue SW | 7739 1st Avenue S | 130 S Kenyon Street | 7800 Detroit Avenue SW | 7500 Detroit Ave SW | 7100 1st Avenue S, 7100 2nd Avenue SW | 7318 4th Avenue S | 7318 4th Avenue S | 7318 4th Avenue S | 7318 4th Avenue S | 500 S Portland Street | 7600 5th Avenue S | 525 S Chicago Street | 700 S Riverside Drive | 1024 S Elmgrove Street | 816 S Kenyon Street | 8604 Dallas Avenue S | 1420 S Trenton Street | 1420 S Trenton Street | 1420 S Trenton Street | 1420 S Trenton Street | 1420 S Trenton Street | 1608 S 96th Street | 1115 S 96th Street | 429 S 96th Street | 9322 14th Avenue S | 615 S 96th Street | 1421 S 93rd Street | 9220 8th Avenue S | 9125 10th Avenue S | 9510 14th Avenue S | 1231 S Director Street | 9619 8th Avenue S | 9228 10th Avenue S | 600 S 96th Street
Discharge Point | Outfall 004 (S Nevada Street SD) | D03, D10, D05, D06, D07, D08, D09, D96 | Outfalls 2, 3, 4, 6, 7, 8, 9, and 13 | Outfall A-1 | SW01 | Outfall A | DA1, DA2, DA3, DA4 | Discharge A | Outfalls 001, 002, 003 (Diagonal Avenue S CSO/SD) | SMH (South manhole); NWM (Northwest manhole); NEM (Northeast manhole) | 001 | 001 | 001 | 001 | S001 | Outfall 004 | Outfall 003 | Outfall 002 | Outfall 001 | 002 | Outfall 4 | 3Ae | 3BE | P1 (Outfall GNW-CBP) | SBD1 - Infiltration Buffer | OUT1 (Outfall 2022); 002 (Dock Outfall) | OUT1 (Outfall 2022) | B | MH | SWD3 | DP01 | Outfall B | Outfall A (2028) | EFF (effluent from modular wetland treatment system) | Outfall 001 | Outfall D | Outfall A | Outfall B | 001 | 001 (ground) | KCIA SD#3 (Outfall 2049) | DA-1, DA-2, DA-3, DA-5 | NB5 (KCIA SD#3) | Outfall A | 0001 P2A (PARIS) | Boeing Outfall A | 0002 P2B (PARIS) | 0003 P2C (PARIS) | 0004 P2D (PARIS) | 0005 P2E (PARIS) | 0006 P2F (PARIS) | 0007 P2G (PARIS) | P26 | 0008 P33 (PARIS) | P36 | Outfall Z | JOR (Outfall 2065) | KCIA SD#2 (Outfall 2062) | Outfall 1 (PARIS) | 200 | TS2 | TS1 | North Outfall; Outfall No. 1 (Outfall 2075) | Middle Outfall; Outfall No. 3 (Outfall 2073) | South Outfall; Outfall No. 4 (Outfall 2080) (From previous permit) | KCIA SD#1 (Outfall 2080) | No information | DC15 | DC14 | DC13 | DC12 | DC18 | DC11 | DC10 | DC9 | DC8 | DC7 | DC6 | DC19 | DC5 | DC17 | DC4 | DC16 | DC3 | DC2 | DC1 | MFC1, MFC2, MFC3, MFC4, and MFC5 (from 2010 SWPPP, may be out of date) | E1 through E6; W1 through W5 (SWPPP) | 001 | 001 | 001 (PARIS) | 001; SW1 | S2 | MH #1 | OF1 | Outfall 2 (Lafarge 007) | 008 | DP-1 | DP-2 | G001 (to ground), S001 (to surface water) | DA-5 | DP3 | DA4 | DA3 | DA1 | Outfall 01 | DA2 | Outall POS6165 | 1 (Outfall to LDW from Sample Point 7), 2 (Outfall to Highland Park Way SW SD from Sample Point 788. Also additional locations where stormwater discharges north to T115. | Outfall A | Outfalls A, B, and C | Discharge A | Outfall 01 | D5 | SW-1 | 001 (unnamed stream) | 001 (East basin discharge); 002 (West basin discharge) | Outfall A | O1 (detention pond to west) | DK2 | D-3 | T-1 (treatment system discharge) | D-2 | D-1 | Outfall 1 (sheet flow) | DP2 (sheet flow) | SY1, PS1, EY1 | 001 (Ground) | 001 | No information | R001 (Outfall 2214) | SP5 | SP4 | SP3 | SP2 | SP1 | 10 discharge points to the S 96th St SD | DP#1 (S001), DP#2 (S002), DP#3 (S003), DP#4 (S004) | D1, D2 | Outfall 1 | #5 Main Drain (Discharge 001) | A-1 (CB-11, Yard A); also CB-8 (Yard B) - not listed in PARIS. | Outfall B | 001, 002 | O1A | Outfall 1 | Outfall 1 | 1 | 001
Discharge Point Coords | Outfall 004: 47.56590, -122.34595 | D03: 47.574425, -122.32579; D10: 47.573615, -122.32608; D05: 47.574355, -122.325806; D06: 47.574333, -122.325768; D07: 47.573792, -122.324806; D08: 47.573727, -122.325838; D09: 47.573761, -122.325793; D95: 47.57366, -122.32579 | Not provided | 47.57111, -122.34306 | 47.55648, -122.340256 | 47.55941, -122.33500 | DA1: 47.58110, -122.32121; DA2: 47.58122, -122.32122; DA3: 47.58139, -122.32124; DA4: 47.58157, -122.32123 | Not provided | Outfall 001: 47.56313, -122.34478; Outfall 002: 47.56313, -122.34051; Outfall 003: 47.56315, -122.34326 | SMH: 47.55682, -122.34377; NWM: 47.55680, -122.34373; NEM: 47.55692, -122.34310 | 47.56306, -122.34500 | 47.560280, -122.344444 | 47.55654, -122.34072 | 47.56027, -122.34500 | 47.55486, -122.34121 | 47.55275, -122.34035 | 47.55210, -122.34014 | 47.55078, -122.33922 | 47.54996, -122.33885 | 47.54982, -122.33856 | 47.54805, -122.33694 | 47.54770, -122.33777 | 47.54791, -122.33734 | 47.54666, -122.33631 | 47.547054, -122.334808 | 001: 47.54806, -122.33694; 002: 47.54551, -122.33630 | 47.54398, -122.33580 | 47.542927, -122.332161 | 47.541432, -122.325584 | 47.54111, -122.33195 | 47.540142, -122.330956 | 47.539582, -122.328249 | 47.539568, -122.328132 | 47.53936, -122.32812 | 47.53791, -122.32687 | 0 | 47.536389, -122.324733 | 47.535695, -122.323268 | 47.53492, -122.32268 | 47.54759, -122.31237 | 47.53712, -122.31861 | 47.52694, -122.30806 | 47.537106, -122.318634 | 47.536610, -122.318481 | 47.53447, -122.32048 (PARIS) | 47.53449, -122.32050 | 47.53252, -122.31821 (PARIS) | 47.53230 -122.31770 (PARIS) | 47.53220, -122.31756 (PARIS) | 47.53173, -122.31668 (PARIS) | 47.53273, -122.31692 (PARIS) | 47.53111, -122.31564 (PARIS) | 47.53173, -122.31824 | 47.52845, -122.31069 | 47.53161, -122.31805 (PARIS) | 47.52728, -122.30971 | 47.52581, -122.30841 | 47.52431, -122.30763 | 47.53694, -122.31806 (PARIS) | 47.529171, -122.296906 | 47.52425, -122.30761 | 47.52302, -122.30711 | 47.52285, -122.30704 | 47.52154, -122.30652 | 47.51977, -122.30246 | 47.51977, -122.30246 | 47.51977, -122.30246 | 47.51931, -122.30189 | 47.51848, -122.30396 | 47.51653, -122.30429 | 47.51611, -122.30417 | 47.51598, -122.30424 | 47.51564, -122.30457 | 47.51505, -122.30408 | 47.51375, -122.30334 | 47.51302, -122.30206 | 47.51291, -122.30164 | 47.51290, -122.30141 | 47.51281, -122.30110 | 47.512798, -122.300392 | 47.51266, -122.29905 | 47.51254, -122.29907 | 47.51246, -122.29856 | 47.51241, -122.29812 | 47.51217, -122.29774 | 46,51184, -122.29735 | MFC1: 47.513889, -122.29472; MFC2: 47.51389, -122.29194; MFC3: 47.51361, -122.29417; MFC4: 47.51667, -122.29500; MFC5: 47.51361, -122.29361 (SWPPP; may be out of date) | Various | Not provided | Not provided | 47.51361, -122.28500 (SWPPP) | Not provided | 47.56872, -122.35143 | 47.55889, -122.34805 | 47.54614, -122.34856 | 47.55246, -122.34136 | 47.55236, -122.34233 | 47.55229, -122.34241 | 47.55114, -122.34183 | G001: 47.55194, -122.34778; S001: 47.54958, -122.34165 | 47.548038, -122.342407 | 47.548107, -122.340561 | 47.547212, -122.339609 | 47.545050, -122.338911 | 47.54363, -122.33804 | 47.543056, -122.333885 | 47.546314, -122.337921 | 47.543168, -122.337041 | Outfall 1: 47.543229, -122.337031; Outfall 2: 47.543707, -122.338039 | 47.543615, -122.338006 | Outall A: 47.534938, 0122.336491; Outfall B: 47.5306, -122.335032; Outfall C: 47.532005, -122.336717 | 47.532497, -122.320343 | 47.5375214, -122.335991 | 47.53215, -122.31896 | 47.537781, -122.340828 | 47.534577, -122.337141 | 001: 47.53203, -122.33141; 002: 47.53214, -122.33374 | 47.534813, -122.336562 | 47.536342, -122.337318 | 47.540556, -122.333611 | 47.53826, -122.33023 | 47.53801, -122.32996 | 47.53800, -122.32993 | 47.53745, -122.32902 | 47.533472, -122.322677 | 47.534502, -122.325128 | SY1: 47.534550, -122.325172; PS1: 47.532616, -122.326642; EY1: 47.532573, -122.326124 | 47.53451, -122.32498 | 47.53060, -122.31910 | No information | 47.52719, -122.31213 | 47.52528, -122.30986 | 47.52472, -122.30957 | 47.52365, -122.30928 | 47.52301, -122.30908 | 47.52251, -122.30893 | Not provided | DP#1: 47.5170, -122.3196; DP#2: 47.5170, -122.3188; DP#3: 47.5169, -122.3181; DP#4: 47.5169, -122.3173 | D1 (Hamm Creek, North Fork): 47.517222, -122.327664; D2 (Hamm Creek, Middle Fork): 47.515433, -122.325912 | 47.51889, -122.30611 (PARIS) | 47.51611, -122.32500 (PARIS) | A-1: 47.5198, -122.3144; CB-8: 47.5198, -122.3141 | 47.51694, -122.32194 (PARIS) | Not provided | 47.51711, -122.31443 (Rear Gate) | 47.52241, -122.30783 (PARIS) | 47.51583, -122.32333 (PARIS) | 47.51861, -122.31889 (Notice of Intent) | 47.51722, -122.32472 (Notice of Intent)
Discharge Type | Public Storm Drain | Public Storm Drain | Public Storm Drain | Public Storm Drain | Public Storm Drain | Public Storm Drain | Public Storm Drain | Public Storm Drain | Public Storm Drain | Public Storm Drain | Public Storm Drain | Public Storm Drain | Public Storm Drain | Public Storm Drain | LDW Direct | LDW Direct | LDW Direct | LDW Direct | LDW Direct | LDW Direct | LDW Direct | LDW Direct | LDW Direct | LDW Direct | Ground Surface | LDW Direct | LDW Direct | Public Storm Drain | Public Storm Drain | Public Storm Drain | LDW Direct | LDW Direct | LDW Direct | Ground Surface | LDW Direct | LDW Direct | LDW Direct | LDW Direct | LDW Direct | Ground Surface | Public Storm Drain | Public Storm Drain | Public Storm Drain | LDW Direct | LDW Direct | LDW Direct | LDW Direct | LDW Direct | LDW Direct | LDW Direct | LDW Direct | LDW Direct | LDW Direct | LDW Direct | LDW Direct | LDW Direct | LDW Direct | Public Storm Drain | Public Storm Drain | Public Storm Drain | LDW Direct | LDW Direct | LDW Direct | LDW Direct | Public Storm Drain | Public Storm Drain | Public Storm Drain | LDW Direct | LDW Direct | LDW Direct | LDW Direct | LDW Direct | LDW Direct | LDW Direct | LDW Direct | LDW Direct | LDW Direct | LDW Direct | LDW Direct | LDW Direct | LDW Direct | LDW Direct | LDW Direct | LDW Direct | LDW Direct | LDW Direct | Public Storm Drain | Public Storm Drain | Public Storm Drain | Public Storm Drain | Public Storm Drain | Public Storm Drain | LDW Direct | Public Storm Drain | LDW Direct | LDW Direct | LDW Direct | LDW Direct | LDW Direct | LDW Direct | LDW Direct | Public Storm Drain | LDW Direct | LDW Direct | LDW Direct | Public Storm Drain | LDW Direct | LDW Direct | LDW Direct | Public Storm Drain | Public Storm Drain | Public Storm Drain | Public Storm Drain | Public Storm Drain | Public Storm Drain | Public Storm Drain | Public Storm Drain | Public Storm Drain | Public Storm Drain | LDW Direct | LDW Direct | LDW Direct | LDW Direct | LDW Direct | Public Storm Drain | Public Storm Drain | Public Storm Drain | Ground Surface | Public Combined Sewer | LDW Direct | LDW Direct | LDW Direct | LDW Direct | LDW Direct | LDW Direct | LDW Direct | Public Storm Drain | Public Storm Drain | Public Storm Drain | Public Storm Drain | Public Storm Drain | Public Storm Drain | Public Storm Drain | Public Storm Drain | Public Storm Drain | Ground Surface | Public Storm Drain | Public Storm Drain | Public Storm Drain
Permit Notes | Outfall 004 as shown on the facility's 2016 site map is the S Nevada Street SD. Outfall 004 drains the intermodal equipment storage area at T106 North. The outfall is shown on the site map provided with the 2019 Request for Coverage, but is not listed as a discharge location. | The 2019 Request for Coverage lists 8 discharge poionts to the LDW; 2 of these are monitored. | 2019 Request for Coverage identifies 8 discharge locations. No coordinates provided. | A CleanWay zinc filter system was installed in September 2011 to treat roof drainage. | 2011 SWPPP identifies this facility as UPRR Argo Yard. Two of nine drainage areas at the property (F and B) are regulated under the SW permit. System F receives SW from the areas around the Tractor Maintenance Structure and intermodal ramps N, E, and SE of the building (near S Denver Ave and 2nd Ave S). System B receives SW from the areas around the Packer Maintenance Structure at S Lucile Street and from intermodal ramps N and NW of the building. Systems F and B discharge to the city storm drain along Denver Avenue S. | Stormwater from the southern portion of the property is discharged via an 8-inch pipe (SE corner), to the city SD on 1st Avenue S. Previously, stormwater from the northern portion of the property discharged at Outfall B (NE corner) to city SD line on 1st Avenue S; since 2/26/2009, stormwater in this area has been reused in the wheel wash system and is not discharged. Ecology WQ conducted compliance inspections on 01/20/2015 and 07/25/2017. | Based on Site Map submitted with 2019 Request for Coverage, drainage enters the public SD at four locations along Airport Way S. Discharge point coordinates were estimated based on the Site Map. | Six catch basins are located on the property. Stormwater is discharged to the city SD along the south side of the property (S Hill Street). Discharge coordinates provided in 2019 Request for Coverage are for the middle of the LDW. | Stormwater from Outfalls 001, 002, and 003 enter the Diagonal Avenue S SD on S Oregon Street, which discharges to the LDW at Outfall 2155 (Diagonal Avenue S CSO/SD). Outfall 001 drains the main shop area at T106 South; Outfalls 002 and 003 drain the equipment storage areaat T108. | Site map not provided with 2019 Request for Coverage. |  |  |  | CNE issued 4/15/2010. Coverage under ISGP issued 2/17/2014. New permit; no SWPPP requested or received. Facility to begin operations 3/1/2014. The facility's Notice of Intent lists two discharge points: A - N SW manhole MH-1; and B - South end SW tie-in. Ecology WQ inspection 07/02/2014. | SW is routed through a treatment vault before being pumped to a detention vault. Most SW is consumed in the production of concrete; excess flow is discharged to the sanitary sewer. Overflows can be routed directly to the LDW via Outfall 2244. | Ardagh Glass Outfall 4. Stormwater from the northwest portion of the Ardagh Glass facility discharges to this outfall. Stormwater imporovements made 2015/2016. | Ardagh Glass Outfall 3. Stormwater from the western portion of the Ardagh Glass facility discharges to this outfall. Stormwater imporovements made 2015/2016. | Ardagh Glass Outfall 2. Stormwater from the eastern and central portions of the Ardagh Glass facility discharges to this outfall. This outfall is monitored. Stormwater imporovements made 2015/2016. | Ardagh Glass Outfall 1. Stormwater from the southern portion of the Ardagh Glass facility discharges to this outfall. Stormwater imporovements made 2015/2016. | Discharge from Certainteed Gypsum drainage area 002 per the 2019 SWPPP. Includes pavement from the north parking lot (non-industrial) and stormwater from the roadway north of Longview Fibre. | Discharge from Certainteed Gypsum drainage area 004 per the 2019 SWPPP. Includes pavement within main operational areas, rock dome roof drains, office roof drains, and roof drains from the northern portion of the mill/calcining building. Stormwater drains to 2 catch basins and sump on the east side of the stormwater retention basin. Water from these 3 locations is pumped into the SW retention basin, where it is reclaimed for reuse or treated and discharged. | Discharge from Certainteed Gypsum drainage area 003a per the 2019 SWPPP. Roof drains on the west portion of wallboard manufacturing plant and southern half of mill/calcining building are pumped to a treatment unit on the north side of the facility; overflows discharge via this outfall. The mill/calcining building has galvanized roofing. | Discharge from Certainteed Gypsum drainage area 003b per the 2019 SWPPP. Roof drains on the southrn portion of wallboard manufacturing plant are pumped to a treatment unit on the north side of the facility; overflows discharge via this outfall. No galvanized roofing. | This outfall is the discharge location for treated process water from the Glacier NW Concrete Batch Plant. Some of the treated process water is recycled to the batch plant; treated water that meets permit limits is discharged to the LDW. All stormwater is co-mingled and treated as process water, and all water is discharged to this outfall, identified in the SWPPP as P1. Ecology WQ Inspection conducted on 3/29/2017. | Stormwater sheet flows to a filtration/infiltration swale along the bank of Slip 2. Ecology WQ compliance inspections 06/27/2016, 1/3/2019, and 12/5/2019. ERTS compliance inspection on 6/13/2019. | Seven catch basins collect water from the southern 4 acres of the property and discharge it to the LDW via this outfall (referred to as Outfall 1 or OUT1). In addition, this permit also covers releases from the South Dock. Ecology WQ conducted a technical assistance visit on 04/02/2015 and compliance inspections on 02/05/2015, 02/10/2015, 06/15/2016, 10/20/2016, and 3/20/2019. | Upland drainage from Duwamish Metal Fabrication and Samson Tug & Barge is commingled and treated prior to discharge through this outfall. Ecology WQ conducted inspections on 09/08/2016 and 3/20/2019. During the March 2019 inspection, Duwamish Metal Fabrication was instructed that they or Samson Barge & Tug (WAR011484) would need to start sampling the runoff from Samson's dock that DMF occasionally uses. A new monitoring point (004) was added, but no DMR data for this location was found in PARIS. | Discharge is a storm drain at the south end of the site. Ecology WQ inspections were conducted on 02/11/2016 and 3/12/2019. | Previously permitted under ISGP WAR002346 (Shultz Distributing). Drainage from this facility enters the S Brighton Street SD at one location, upstream of SPU MH226. Ecology WQ conducted a compliance inspection on 1/23/2019. | This facililty discharges to the S Brighton Street SD at 6 locations, according the SWPPP site map. Ecology WQ conducted compliance inspections on 10/11/2016 and 5/2/2019. | Stormwater from 6 onsite catch basins routes through a main stormwater line to a collection point located south of the building, between CB-04 and CB-05. Stormwater then flows southwest and discharges to the LDW. The outfall is equipped with a flap valve to prevent river water from entering the site. Ecology WQ conducted a compliance inspection on 3/12/2019. The facility applied for a CNE in September 2016 and was denied in December 2016. | Drainage area includes two catch basins from the Forming Building. | Drainage area includes roof drains from Fabrication Shop Building. | Facility has a 50,000-gallon Stormcapture detention vault system and modular wetland system. Discharge is modular wetland system effluent to ground (EFF). Ecology WQ conducted inspections on 8/1/2017, 11/1/2017, 2/15/2018, and 11/13/2019. | Individual permit expired 2018; renewal in progress as of July 2020. Includes stormwater drainage from 10.5 acres of stormwater drainage from industrial areas, parking lot. and roof drains.Stormwater from industrial areas passes through a chemical and physical treatment system prior to discharge. All stormwater enters the S Garden Street SD and discharges to the LDW at Outfall 2035. Ecology WQ inspections conducted on 11/28/2017, 12/19/2017, 2/5/2018, and 6/27/2018. A treatment system analysis was conducted in late 2017. | Discharge location for SW treatment system, plus stormwater from CB6 on the north end of the property. Ecology WQ conducted a compliance inspection on 09/12/2017. | Outfall is SW of main building. Includes stormwater drainage from paved areas for vehicle traffic/parking. Ecology WQ conducted a compliance inspection on 09/12/2017. | Described in SWPPP as "offsite outfall." Includes stormwater drainage from driveways/loading dock at the SE building. Outfall is not listed in PARIS. Ecology WQ conducted a compliance inspection on 09/12/2017. | Stormwater treatment system installed in 2019; all stormwater on the site is treated and then discharged to the LDW via this outfall. | Discharge is to ground, but facility is located within the general I-5 SD at Slip 4 drainage basin. | Stormwater from the northern portion of KCIA discharges to the LDW via this outfall. Shown as Drainage Basin #1 on KCIA maps. | There are 5 discharge points from this facility. Drainage Areas 1 through 4 are located on the east side of KCIA; Drainage Area 5 is the fuel station at the north end of KCIA. | Stormwater flows to one of five main lateral storm drain lines (north, north-central, south-central, south, and Bldg 3-380 area). Flow from north lateral plus a portion of the stormwater flow from the other four laterals passes through a SW treatment system at the KC Lift Station, then is pumped to KCIA SD#3. Additional stormwater (from parking lot area) enters the storm drain downstream of the lift station. Stormwater from NBF (including upstream flows from KCIA) leaves the property at the property boundary, on the east side of East Marginal Way S. Ecology conducted inspection on 7/29/2019. | Storm drain system consists of a series of below-ground stormwater catch basins, drain pipes, and vaults. Stormwater is conveyed by gravity flow to the below ground SW treatment system at the northwestern portion of the site. Ecology WQ conducted compliance inspections on 03/16/2016 and 08/24/2016. | The two 30-inch outfalls identified as Outfall A (2053 and 2052) discharge to Slip 4. Basin A consists of 12 subbasins; stormwater is treated in one of three ways: filter vault, bioswales, or roof drain filters. | The two 30-inch outfalls identified as Outfall A (2053 and 2052) discharge to Slip 4. Basin A consists of 12 subbasins; stormwater is treated in one of three ways: filter vault, bioswales, or roof drain filters. | [9 empty] | This outfall is not monitored by Boeing; it is currently a City of Tukwila outfall. Drainage from most of the outdoor traffic areas on the southern portion of the facility, to the southern and eastern facility boundary. | Ecology WQ conducted compliance inspections on 02/17/2016, and 02/14/2020, and a technical assistance visit on 07/09/2019. | Stormwater from the central portion of KCIA discharges to the LDW via this outfall. Shown as Drainage Basin #2 on KCIA maps. | WABOE (WAR000434) and WASAU (WAR000433) have been combined into a single permit. WAR000433 is no longer active. | Industrial operations at this facility began in October 2018. Ecology conducted a technical assistance visit on 5/29/19. | Roof drains on the southnorth side of Bldg 14-01 discharges to TS-2. Ecology conducted a CNE inspection on 08/09/2016. | Roof drains on the south side of Bldg 14-01 discharge to TS-1. Also, five catch basins that drain the paved shoulder on the west side of East Marginal Way S flow into the storm drain line that discharges via this outfall. Ecology conducted a CNE inspection on 08/09/2016. | Referred to as North Outfall (No. 1) in Insurance Auto Auctions (IAA) SWPPP. Drains a 15-acre area on the north end of the property, including 58 catch basins, 11 manholes, plus roof drains. Stormwater system cleaned in 2004. Pipe from CB74 to lift station was lined in 2006. In 2008, a Vortechs and Stormfilter pretreatment system and was installed at this outfall. During high flow events, stormwater bypasses the Vortechs unit and passes through an old separator/lift station prior to discharge to the LDW. Ecology conducted a compliance inspection on 1/3/2019, and a termination inspection on 11/20/2019. | Referred to as Central Outfall (No. 3) in IAA SWPPP. Drains an area about 9 acres, including 25 catch basins and 6 manholes. Stormwater system cleaned in 2004. In 2008, a Vortechs and Stormfilter pretreatment system was installed at this outfall. During high flow events, stormwater bypasses the Vortechs unit and passes through an old separator/lift station prior to discharge to the LDW. Ecology conducted a compliance inspection on 1/3/2019, and a termination inspection on 11/20/2019. | Stormwater from the south basin (9 acres) discharges to KCIA SD#1 just upstream of the KCIA SD#1 outfall (Outfall 2080). New permit (WAR308683) issued November 2019. Note: all documents from old permit (WAR008681) have been removed from PARIS. Information presented here is from Leidos files for the old permit. Ecology conducted a compliance inspection on 1/3/2019, and a termination inspection on 11/20/2019. | Stormwater from the south-central portion of KCIA discharges to the LDW via this outfall. Shown as Drainage Basin #3 on KCIA maps. | Location of discharge from facility is unknown. Ecology WQ compliance inspection 11/11/2014. | Drainage area is 12.8 acres. Ecology performed compliance inspections on 06/24/2014 and 8/8/2019 and Technical Assistance Visits on 11/20/2014 and 10/21/2019. | Drainage area is 6.1 acres; non-industrial. | Drainage area is 8.2 acres. Ecology performed compliance inspections on 06/24/2014 and 8/8/2019 and Technical Assistance Visits on 11/20/2014 and 10/21/2019. | Drainage area is 13.9 acres. Ecology performed compliance inspections on 06/24/2014 and 8/8/2019 and Technical Assistance Visits on 11/20/2014 and 10/21/2019. | Drainage area is 0.20 acres; non-industrial. | Drainage area is 10.6 acres. Ecology performed compliance inspections on 06/24/2014 and 8/8/2019 and Technical Assistance Visits on 11/20/2014 and 10/21/2019. | Drainage area is 4.0 acres. Ecology performed compliance inspections on 06/24/2014 and 8/8/2019 and Technical Assistance Visits on 11/20/2014 and 10/21/2019. | This outfall carries about 1/4 of the stormwater volume from the site. Drainage area is 26.4 acres. Ecology performed compliance inspections on 06/24/2014 and 8/8/2019 and Technical Assistance Visits on 11/20/2014 and 10/21/2019. | Drainage area is 0.74 acres; non-industrial. | Drainage area is 0.26 acres; non-industrial. | Drainage area is 0.09 acres; non-industrial. |  | Drainage area is 3.1 acres. Ecology performed compliance inspections on 06/24/2014 and 8/8/2019 and Technical Assistance Visits on 11/20/2014 and 10/21/2019. | Drainage area is 0.28 acres. | Drainage area is 1.4 acres. Ecology performed compliance inspections on 06/24/2014 and 8/8/2019 and Technical Assistance Visits on 11/20/2014 and 10/21/2019. | Drainage area is 0.06 acres; non-industrial. | Drainage area is 0.80 acres. | Drainage area is 12.5 acres. Ecology performed compliance inspections on 06/24/2014 and 8/8/2019 and Technical Assistance Visits on 11/20/2014 and 10/21/2019. | Drainage area is 11.8 acres. Ecology performed compliance inspections on 06/24/2014 and 8/8/2019 and Technical Assistance Visits on 11/20/2014 and 10/21/2019. | Stormwater discharges from the site and enters the Norfolk CSO/SD. A 2017 map provided with the 2019 intent to renew shows five drainage areas (Areas 1 through 5); these may correspond to MFC1 through MFC5 as noted in the 2010 SWPPP. Updated SWPPP is needed. Ecology WQ conducted inspections on 12/11/2014, 07/28/2016, and 8/13/2019. | According to the 2012 SWPPP, there are 11 points of stormwater discharge from this site. Six discharge locations (E1 through E6) connect to the Seattle city storm drain on the east side of the property. Five discharge locations (W1 through W5) discharge to a ditch in the I-5 ROW. This information may be out of date. Ecology WQ inspections conducted 06/04/2014, 06/15/2016, and 03/12/2019 and technical assistance visits conducted 04/23/2019 and 05/03/2019. A Level 3 corrective action was completed in May 2019. | Ecology WQ conducted inspections on 06/15/2016 and 03/16/2017, and a technical assistance visit on 08/09/2016. An Engineering Report for a Level III treatment system was sumitted in August 2016. | Permit is new (effective September 2018). Discharge to drainage ditch. Ecology WQ inspections 1/6/20 and 1/22/20. At that time, the facility had not conducted any monitoring or prepared a site-specific SWPPP. | Outfall location is at the SW corner of the property. Ecology WQ conducted inspections on 07/08/2015 and 2/11/2020. | Outfall location and monitoring point are not shown on SWPPP site map. SW1 connects to the city's storm drain system on Martin Luther King Jr Way S. Ecology WQ inspection 06/19/2014. | According to the SWPPP, stormwater either percolates into the ground or flows to the French drain on the east side of property. The shoreline has a metal sheetwall which holds water back in the French drain. A metal pipe is submerged in the rock on the upstream side of the sheet wall. When water flows over the sheet wall, discharge is observed in the pipe. | Stormwater runoff from the facility's roof and other impervious surfaces is collected in a series of drainpipes and catch basins, and is then treated through a sand filter and/or discharged at the SE corner of the facility, at MH #1, to the SW Idaho Street SD. | Stormwater flows to one of 33 catch basins,which are connected to the facility stormwater collection, recycling, and treatment system. Stormwater is discharged when the capacity of the collection system is exceeded. No discharges occur between April and September, as all stormwater is recycled during those months. Groundwater infiltrates the storm drain system and is also discharged. The facility has recently (late 2012/early 2013) implemented chemical stormwater treatment. | Stormwater discharges from the SE corner of the property, and passes via pipeline through the Lafarge site to Lafarge Outfall 007. | Outfall 001 and Outfall 004 were capped in 2010 or 2011. Outfall 008 drains the majority of the facility. Drainage area is approximately 19.4 acres. The facility treats stormwater using an oil trap electrocoagulation, sedimentation, filtration and pH adjustment system. | DP-1 discharges at the northeast corner of the site. It is unclear whether DP-1 is Outfall 2137 or Outfall 5005. | DP-2 discharges from sand filters #7 and #8 at the southeast corner of OM terminal. | The permit covers the portion of the Glacier Northwest property located at 5902 West Marginal (currently called the CalPortland West Marginal Batch Plant). SW flows to the north side of the property to a conveyance swale. The swale has a series of catchments and pumps which transfer water from the swale into five onsite water storage tanks. Water in the tanks can be held for later release into the swale, or can be processed through a water filtration press and released into the swale. Water which reaches the end of the swale is discharged in the LDW through monitoring point S2. Water from cement terminal operations to the north also flows into the swale and ultimately discharges at S2. | Drainage area DA5. Ecology WQ compliance inspections conducted 02/08/2017 and 02/14/2017. | The facility address in PARIS is listed as 5502 & 5658 West Marginal Way SW; the 2015 SWPPP lists the address as 5358 & 5615 West Marginal Way SW. The CFS-GO facility at 5615 West Marginal Way SW discharges to the SW Kenny St SD; this is identified as Zone F. Stormwater collected in catch basins (closest to the loading dock) is routed through a StormwateRx Aquip treatment system prior to discharging into the storm drain line beneath West Marginal Way SW. Ecology conducted a compliance inspection on 06/13/2017. | Drainage area DA-4. Ecology WQ compliance inspections conducted 02/08/2017 and 02/14/2017. | Drainage area DA-3. Ecology WQ compliance inspections conducted 02/08/2017 and 02/14/2017. | Drainage area 1 (DA-1). Ecology WQ compliance inspections conducted 02/08/2017 and 02/14/2017. | Stormwater from this property enters the Highland Park Way SW SD to the north. There are 6 catch basins on the property. | This outfall is identified as a "bypass-only" outfall. It is associated with drainage area 2 (DA2). Drainage from this area has been combined with DA1. | Tenant to Lineage Seafreeze at Michigan Street Facility. Previously operated under CNE305627 (Odyssey Foods, LLC); CNE was revoked in July 2019 after | Facility formerly known as Lineage Seafreeze. Based on Terminal 115 SCAP, most stormwater discharges via Outfall POS 6165 (2122). Several locations where stormwater dischaeges to the north to other T115 facilities. Outfall 2 discharges to T115 near west side of Seafreeze property. Ecology WQ compliance inspection 07/23/2014 and 6/6/2019. | SW runoff is directed to five catch basins, then to a detention pond located just beyond the NE property line and to the city SD. Drainage maps of this area are inconsistent - SW iin the detention pond may travel NW and connect to the Highland Park Way SW SD (Terminal 115 source control area). Ecology performed inspections on 06/08/2017 and 01/06/2020. | This address is associated with the current Intermountain Supply/Former Recycle America site. The current address for Waste Management 1st Avenue S is 8105 and 8111 1st Avenue S. A Stormwater Treatment Engineering Report for 8111 and 8105 1st Ave S was published in May 2020 and available on PARIS. Waste Management proposes to install Level 3 treatment in 2021. The 7901 1st Ave S address is not listed. SW runoff is directed into a series of catch basins located along vehicle parking and traffic areas. Outfalls A and B discharge to a city SD (E of the site) along 1st Avenue S. Outfall C discharges to a roadside ditch to the north along S Kenyon Street. | According to the 2012 SWPPP, runon from the hillside to the west is captured in a ditch equipped with baffles and a media filter, and discharges to an onsite SW pond, which flows to CB5 during high water level. The paved portions of the site drain to 10 catch basins and one storrn drain. These catch basins drain all drain to CB3 located at the NE corner of the site, which discharges offsite to a 15-inch SD line running along 1st Avenue S. The SD line runs along 1st Avenue S then discharges to an open ditch east of SR509 and ultimately to the LDW. | SW leaving the site discharges along 2nd Avenue S into a "common conveyance system" then to the 1st Avenue S SD engineered wetland system and the LDW. Ecology compliance inspection conducted 04/13/2017. | Site Map provided with 2019 Request for Coverage identifies four stormwater drainage areas (D1 to D4). Drainage areas D3 and D4 are areas of industrial activity, and discharge from the facility at location D5 (DP5) located at the NE corner of the facility, adjacent to 1st Avenue S. Ecology inspection conducted 02/14/2019. | According to June 2012 SWPPP, a french drain was installed in the NE corner of the property, and all SW flows to this french drain and ultimately to a city SD ditch along 2nd Avenue SW. The area of discharge is referred to in some documents as Wetland No. 3, which connects to the larger Weltand No. 1 and discharges to the LDW via the 1st Avenue S SD. Ecology inspection conducted on 3/20/2019. | SWPPP Site Map shows four outfalls: Outfall 001 - SW flows overland to SD2, NE of the maintenance building, then by SD pipe to the NE and the city SD on 1st Avenue S. Outfall 002 - SW flows overland to SD4, W of the wash rack, then by SD pipe to the W and the city SD on Detroit Avenue SW. Outfall 003 - SW flows overland to SD6, SW of the maintenance building, then by SD pipe to the SW and the city SD on Detroit Avenue SW. Outfall 004: SW flows overland to SD1, E of the maintenance building, then by SD pipe SE to the city SD on 1st Avenue S. 2019 Request for Coverage identifies only one outfall point. Ecology WQ inspection conducted on 03/16/2016. | Eastern drainage basin - runoff is directed to a WQ treatment vault through a series of catch basins, manholes, and SDs prior to connecting to the existing public SD at the SE side of the facility on S Kenyon Street (Discharge 001). Western drainage basin - runoff is directed to a WQ treatment vault through a series of catch basins, manholes, trench drains, oil/water separators, and SDs prior to connecting to the existing public SD on the SW side of the facility parallel to S Kenyon Street (Discharge 002). Discharge 002 is shown on SWPPP Map but not listed in 2019 Request for Coverage. Coordinates were estimated from SWPPP Map; coordinates provided in Request for Coverage are in the middle of the 1st Ave S SD wetland. Ecology inspection conducted 04/13/2017. | Facility has several catch basins that discharge to the 1st Avenue S SD. The number of discharge points is unknown. Ecology inspection conducted on 4/5/2019. Company changed its name in 2019 to Christensen. | Ecology WQ inspection 05/02/2019. | SW drainage from the northwest portion of the Douglas Management Dock site is transported to the LDW through a drainage swale that discharges at this location. Note: This facility was previously covered under permit SO3002471 (Alaska Marine Lines - Swan Bay Holdings), which was cancelled in 2002, according to Bob Wright (Ecology WQ). | According to the May 2012 SWPPP, this outfall only discharges during "extreme overflow conditions". SW is normally pumped to a treatment system (installed in January 2012), then discharged to the LDW at outfall B2. Ecology WQ conducted compliance inspection on 07/25/2017. | Discharge from StormwateRx treatment system, per May 2012 Boyer Towing SWPPP. Ecology WQ conducted compliance inspection on 07/25/2017. | According to the May 2012 SWPPP, this outfall only discharges during "extreme overflow conditions". SW is normally pumped to a treatment system (installed in January 2012), then discharged to the LDW at Outfall B2. Ecology WQ conducted compliance inspection on 07/25/2017. | According to the May 2012 SWPPP, this outfall only discharges during "extreme overflow conditions". SW is normally pumped to a treatment system (installed in January 2012), then discharged to the LDW at Outfall B2. Ecology WQ conducted compliance inspection on 07/25/2017. | Facility discharge is on north side of property. Stormwater enters municipal storm drain across S Holden Street. Oil/water separator and StormwateRx treatment system installed in 2009. Prior to that, discharge was combined runoff from several adjacent businesses. Ecology conducted compliance inspections on 1/23/2019 and 1/30/2019. | Previously no SW conveyance system on the site; former monitoring locations DP002 and DP001 were low spots in the yard. In 2001, two trench drains were installed to collect SW at the exits of Bldg 1 and Bldg 2 yards. SW is transported to a central catch basin, then through an oil/water separator and a filtration/activated carbon treatment system. According to 2011 SWPPP, "site discharges to LDW via street catch basin systems." | Stormwater from the Plant Yard and Plant Storage Yard drainage basins enters a catch basin equipped with a submersible pump, and is pumped to two aboveground mixed-media filters. Treated stormwater is discharged to the ground and flows north towards stormwater drainage in S Chicago Street. Roof runoff from the Plant Yard and Plant Storage Yard stormwater is discharged to the ground and flows north towards S Chicago Street. These all discharge at location SY1. Runoff in the East Yard Drainage Basin flows to a series of small catch basins, which are connected to the City storm drain in S Chicago Street; discharge is at location EY1. (Source: Marine Lumber Services SWPPP, dated Feb 2020) | According to facility's 2019 Request for Coverage, discharge is to ground surface with 100% infiltration. Facility is adjacent to the LDW; Outfall 2112 is located on or next to this property. Ecology conducted compliance inspections on 12/7/2018, 8/22/2019, and 1/24/2020. | Ecology conducted stormwater compliance inspections on 12/4/2018 and 9/6/2019. The 2019 inspection report indicates that all discharge is to the combined sewer, and recommended that the facility submit a Notice of Termination for this permit.The permit was renewed in November 2019. | New permit; no Request for Coverage or site map found on PARIS. Needs to be updated. | Stormwater from three catch basins on the South Park Marina property flows through a 3,000-gallon oil/water separator and a StormwateRx filtration system (new in 2009) prior to discharge. | According to the SWPPP, building roof and vehicle parking lot runoff is directed to Outfall SP5. | According to the SWPPP, building roof runoff is directed to Outfall SP4. | According to the SWPPP, building roof and private vehicle parking lot runoff is drected through Outfall SP3. Parking lot runoff drains to a grassy, treed vegetative strip prior to discharge to the LDW. | According to the SWPPP, building roof runoff is directed into open vegetated drainage ditches; these ditches drain to Outfall SP2. Parking lot and storage lot runoff sheet flows thorugh a grassy, treed vegetated area prior to discharge into the LDW. | According to the SWPPP, roof and yard runoff is directed into open, grass-lined ditches. These ditches drain to Outfall SP1 through a grassy, treed vegetative strip at the very SE corner of the site prior to discharge into the LDW. | This facility is located in sub-basin 1 of the S 96th Street SD basin. Most of the stormwater generated at Delta Marine is transported to the S 96th Street SD, which crosses through the center of the property on S 95th Street. Compliance inspections were conducted 11/28/2017 and 2/14/2020. | This facility is located in sub-basin 2 of the S 96th Street SD basin. Drainage structures include oil/water separators, a detention basin, and a retention pond. Stormwater is discharged from the site at four locations. Ecology WQ Inspections conducted on 12/02/2013, 08/09/2016, 12/06/2016, and 8/28/2019. | This facility is in sub-basin 3 of the S 96th Street SD basin. Stormwater is transported to Hamm Creek Middle Fork (via CB13) and to Hamm Creek North Fork (via CB9). Stormwater in Drainage area 1 is treated with filtration and an ion exchange system; drainage area 1 flows are combined at CB9 then discharged to a buried SD to the S 96th Street SD. Stormwater from the undeveloped Drainage Area 2 flowed by sheet flow to catch basins and a trench along the south of the property to CB12 and MH13. All stormwater in Drainage Area 2 was either diverted to existing Drainage 1 treatment system (mostly) or infiltrated (small remainder) as of 10/31/2017. Ecology conducted a follow-up compliance inspection on 4/16/2014 and another inspection on 1/30/2019. | This facility is located in sub-basin 1 of the S 96th Street SD basin. Stormwater in the northern half of the site drains to 3 CBs and one sump, then discharges via pipe at the SE corner of the property to the S 96th Street SD. Stormwater on the southern portion of the property drains to one of 3 CBs and discharges to a drainage ditch near the SW corner of the property. The drainage ditch connects to the S 96th Street SD. Ecology WQ compliance inspections conducted 01/07/2015 and 01/27/2015. | This facility is located in sub-basin 3 of the S 96th Street SD basin. There are four catch basins on the property. Discharge is through the #5 Main Drain. Ecology WQ Compliance Inspection-Without Sampling conducted 09/28/2016 and 07/16/2019. Technical assistance visit conducted 03/19/2014. | This facility is located in sub-basin 1 of the S 96th Street SD basin. Stormwater in Yard A flows to CB-11, then is discharged to a CB on the PSF Mechanical property to the south. Stormwater in Yard B flows to CB-8, then offsite to a CB on the Frog Hollow property to the east. Stormwater from the parking area on the west side may discharge to a CB along 14th Avenue S. Ecology conducted a compliance inspection on 01/04/2019. | This facility is located in sub-basin 1 of the S 96th Street SD basin.Stormwater generated at the site is collected in 19 catch basins and a 36-inch detention pipe, and passes through a SW treatment system (Aquip modified sand filter and ion exchange system, installed in Sep 2011) before discharge to the S 96th Street SD. Ecology WQ conducted a compliance inspection on 09/09/2014. Ecology conducted a complance inspection on 11/21/2019. | Outfall 001 is identified in PARIS as 10th Ave South; Outfall 002 is Barton Street. Permitted water body is "unnamed." Sea King Industrial Park SCAP indicates that this facility discharges to the S 96th Street SD. Ecology WQ conducted compliance inspections on 06/23/2015, 11/18/2015 and 11/28/2018. | Property is located adjacent to and just to the west of West Marginal Way S, in sub-basiin 2 of the S 96th Street SD basin. There is an oil/water separator in the NE area of the property; stormwater is conveyed from the oil/water separator to a filter assembly prior to discharge near the rear gate to the West Marginal Way SW ROW and presumably to the S 96th Street SD. Ecology WQ conducted inspections on 04/20/2016 and 02/07/2019. | Stormwater flows off the asphalt storage yard to a single catch basin at the back of the property, which appears to empty to surface water directly S of the property (Ecology 2008 [9447]). A current aerial photo does not show surface water to the south; this is the SR99 ROW. Stormwater from this facility likely infiltrates the ground in this area. Ecology WQ conducted a compliance inspection on 07/08/2015. | This facility is located in sub-basin 3 of the S 96th Street SD basin. Two catch basins on site. Stormwater is transported to a series of grassy swales and culverts, and exits the site in the SE corner of the property. | Notice of Intent indicates discharge is to a property boundary ditch which flows to Hamm Creek (north fork). Ecology WQ inspections conducted 03/24/2015, 04/02/2015, 06/25/2015, 11/18/2015, 01/28/2016, 10/05/2016, 10/13/2016, 10/20/16, 3/15/2017, and 3/20/2019. | Facility was previously covered under SO3004620 (Roadway Express Inc T870). Old Dominion had previously been granted a CNE. New permit effective December 2013; no SWPPP available. Ecology WQ inspection 04/22/2015.
Monitoring Point | Not monitored | D03, D10 | SP1 (OF13), IM2 (OF2), IM3 (OF3), IM4 (OF4), IM6 (OF6), IM7 (OF7), IM8 (OF8), IM9 (OF9) | A1 | 001 (Effluent from Treatment System A); 002 (Effluent from Treatment System B); 003 (Effluent from Treatment System F); 004 (Drainage System G); 005 (Drainage System E); 006 (Drainage System H) | Outfall A | DA3 | 001 (CB-2) | 001 Shop; 002 IERA | SMH (South manhole), TV (treatment vault), NWM (Northwest manhole), NEM (Northeast manhole) | A (Aquip effluent port) | SP1, SP2 | 001 (SW Corner); SD1 | TS1 (Treatment system 1) | S001 | 4 | 3 | 2 | 1 | Not monitored | Outfall 4 | 3AE (East Downspout) | 3BE (East Catch Basin) | S001 | SBD1 | OUT1, 002 (Dock Outfall) | 001, 004 (South Dock) | 03 (Production Area) | MH | CB4, CB33 | CP (Collection Point) | B | A | EFF | 1 (SP1 - main treatment sample location), 2 (701 - roof drain sample location), and AP2 (APL - roof drain and parking lot sample location) | Monitoring Point D | Monitoring Point A | Monitoring Point B | Monitoring Point A | 001; UB3 (settling area) | SPM and SP1 (DP at KCIA Slip 4 drainage basin) | SP1 | NB5 | A (After oil-water separator) | 0001 P2A | See above | NA | NA | 0004 P2D | NA | NA | NA | P26 (Discharge to Duwamish River) | 0008 P33 | P36 (Discharge to Duwamish River) | NA | 001 (JOR 001 01), 002 (Bypass Overflow Discharge) | SP2a (South Pump Station) | BM1 | 100 | SP2 (TS 2.41M) | SP1 (TS 1.22M) | North Outfall (Outfall 1) | Middle Outfall (Outfall 3) | South Outfall (Outfall 4) | SP3a (MH1595) | 001 | DC15 (15.37M) | None | DC13 | DC12 (12.58M) | None | DC11 | DC10 | DC09 (9.68M) | None | None | None | DC19 | DC5 (5.1M) | None | DC04 | None | None | DC02 (2.18M) | DC01 | 001 (1.26C),006 (6.2C), 77 (9.1C), 75 (Stall 75), (from Jan 2020 Discharge/Sample Poitnt Update Form) | E1 (center of yard); W2 (west edge of property) | WTL | MP 001 | 001 (SWPPP) | 001 (parking lot) | S2 (S2 discharge point) | MH #1 | OF1 | SD Sump #24 (A-1) | Outfall 008 | SP1 (Discharge DP1) | SP3 (Discharge DP2) | S1 (ground), S2 (surface water) | DA5 | SP4 | DA4 (NSI DA4) | DA3 (NSI DA3), DA6 (NSI DA6) | DA1 | CB4 | DA2 (NSI DA2) | Sample Point 6 (CB637); Outfall POS6165 | Monitoring Point 4 (Sample Point 7 [CB641] to Outfall 001; Monitoring Point 5 (Sample Point CB788 to Outfall 002) | Outfall A | Outfall A (CB20) | WM 4 MP1 | Outfall 01 | DP5 | SW1 | SD2 (Outfall 001); SD4 (Outfall 002) | 01W (west), 01E (east) | Outfall A | DP1 (east gate) | DK2 (ditch along property) | Outfall is not monitored. | 1 (oil/water separator) | Outfall is not monitored. | Outfall is not monitored. | 001 (treatment system); 002 (TFSW) | DP02 | SY1, EY1 | 001, 002 (main yard, 700 S Riverside), 003 (main yard, 700 S Riverside), 004 (582 S Riverside) | 001 | No information | R001 | Not monitored | Not monitored | Not monitored | Not monitored | SP1 | R001/M001 (PARIS) | Sample Point #1 (S001), Sample Point #2 (S002), S003 (Sample Point #3), Sample Point #4 (S004) | CB9 (D1), F2 (D1) - treatment system sample port, CB13 (D2), M2 (East Driveway sheet flow) | MP1 (Discharge) and MP2 (CB#3 treatment), per PARIS. SWPPP identifies only a single monitoring location. | #5 Main Stormwater Drain behind the green fence, on the S side of the property near the SE corner of the yard. | A-1 (CB-11) | CB-2 (assumed to be the treatment system effluent) | 001, 002 | 01A (SW filter assembly at Rear Gate) | Outfall CB back parking lot (1 in PARIS) | 'A' - Drain in parking lot (PARIS); Outfall 001 (SWPPP) | 01 (Manhole 1), B (Pond; from PARIS) | 001
Monitoring Point Coords | NA | D03: 47.574428, -122.32579; D10: 47.573615, -122.32608 | SP1: 47.563796, -122.326425; IM2: 47.564147, -122.324459; IM3: 47.563338, -122.324966; IM4: 47.562882, -122.324966; IM6: 47.562185, -122.324805; IM7: 47.562146, -122.324961; IM8: 47.562134, -122.325762; IM9: 47.562293, -122.326476 | 47.57111, -122.34306 | 001: 47.55692, -122.32862; 002: 47.55648, -122.34026; 003: 47.55648, -122.34026; 004: 47.55648, -122.34026; 005: 47.55565, -122.32901; 006: 47.55565, -122.32901 | 47.55941, -122.33500 | 47.58138, -122.32114 | Not provided | Not provided | SMH: 47.55682, -122.34377; TV: 47.55682, -122.34377; NWM: 47.55680, -122.34373; NEM: 47.55692, -122.34310 | 47.55557, -122.32619 | SP1: 47.56208, -122.32812; SP2: 47.56707, -122.32815 | 001: 47.55654, -122.34072; SD1: 47.56263, -122.32347 | 47.56430, -122.34378 | 47.55486, -122.34121 | 47.55275, -122.34035 | 47.55210 ,-122.34014 | 47.55078, -122.33922 | 47.54996, -122.33885 | NA | 47.54805, -122.33694 | 47.54770, -122.33777 | 47.54791, -122.33734 | 47.54666, -122.33631 | 47.54705, -122.33481 | OUT1: 47.54806, -122.33694; 002: 47.54551, -122.33630 | 001: 47.54398, -122.33580; 004: 47.54412, -122.33601 | 47.542927, -122.332161 | 47.541495, -122.326992 | CB4: 47.54158, -122.32952; CB33: 47.54112, -122.32915 | 47.540195, -122.329673 | 47.539548, -122.328217 | 47.538887, -122.326111 | 47.539600, -122.325877 | 1: 47.53903, -122.32575; 2: 47.53855, -122.32523; AP2: 47.53917, -122.32577 | 47.537048, -122.325454 | 47.536389, -122.324733 | 47.535695, -122.323268 | 47.535019, -122.322272 | 001: 47.547593, -122.312371; UB3: 47.547593, -122.312371 | SPM: 47.537103, -122.318642; SP1: 47.537103, -122.318642 | 47.537436, -122.305356 | 47.538129, -122.317558 | A: 47.536610, -122.318481 | 47.534466, -122.20480 | See above | NA | NA | 47.532200, -122.317558 | NA | NA | NA | 47.531727, -122.318245 | 47.528446, -122.310692 | 47.531609, -122.318054 | NA | 001: 47.525810, -122.308411; 002: 47.525810, -122.308411 | 47.5129974, -122.302473 | 47.535006, -122.302021 | 47.529316, -122.296822 | 47.524249, -122.306816 | 47.523107, -122.306712 | 47.52293, -122.30626 | 47.52151, -122.30631 | 47.51986, -122.30257 | 47.519774, -122.302473 | No information | 47.519278, -122.301593 | NA | 47.516700, -122.304064 | 47.516754, -122.301631 | NA | 47.515775, -122.304008 | 47.515135, -122.303741 | 47.513446, -122.302711 | NA | NA | NA | 47.512809, -122.301104 | 47.513039, -122.300341 | NA | 47.512542, -122.299069 | NA | NA | 47.51268, -122.29778 | 47.51194, -122.29735 | 001 (1.26C) - 47.516720, -122.295025; 006 (6.2C) - 47.513781, -122.291696; 75 (Stall 75) - 47.515087, -122.294963; 77 (9.1C) - 47.514288, -122.294147 | E1: 47.51232, -122.28367; W2: 47.51265, -122.28458 (SWPPP) | Not provided | Not provided | 47.51361, -122.28500 | 47.519371, -122.280154 (from facility's 2014 ISGP renewal application) | 47.56872, -122.35143 | 47.55889, -122.34805 | 47.56414, -122.34856 | 47.55230, -122.34468 | Not provided | 47.55229, -122.34241 | 47.55114, -122.34183 | S1: 47.54915, -122.34347; S2: 47.54958, -122.34165 | 47.548038, -122.342407 | 47.548107, -122.340561 | 47.542259, -122.335503 | DA3: 47.544323, -122.337097; DA6: 47.547386, -122.338524 | 47.541153, -122.342896 | 47.543056, -122.333885 | 47.546314, -122.337921 | SP 6: 47.543003, -122.337322; POS6165: 47.543168, -122.337041 | SP 7: 47.543019, -122.337378; SP 788: 47.540649, -122.337097 | 47.538059, -122.33988 | 47.534938, -122.336491 | 47.532497, -122.320343 | 47.537521, -122.335991 | 47.53215, -122.31896 | 47.537781, -122.340828 | SD2: 47.53402, -122.33691; SD4: 47.53393, -122.33772 | 01W: 47.53221, -122.33373; 01E: 47.53224, -122.33122 | 47.533079, -122.336433 | 47.536096, -122.337345 | 47.540556, -122.333611 | NA | 47.53799, -122.32990 | NA | NA | 001: 47.534044, -122.327178; 002: 47.532878, -122.327971 | 47.53418, -122.32722 | SY1: 47.534550, -122.325172; EY1: 47.532573, -122.326124 | 001: 47.5345, -122.32498; 002: 47.53451, -122.32498; 003: 47.53451, -122.32498; 004: 47.534512, -122.324984 | 47.530597, -122.319095 | No information | 45.52718, -122.31213 | NA | NA | NA | NA | Not provided | Unknown | SP#1: 47.5170, -122.3196; SP#2: 47.5165, -122.3189; SP#3: 47.5169, -122.3181; SP#4: 47.5169, -122.3173 | CB9: 47.516489, -122.327726; F2: 47.516427, -122.327923; CB13: 47.515613, -122.326069; M2: unknown | MP1: 47.5196, -122.3138; MP2 location unknown | 47.51611, -122.32500 (PARIS) | 47.5198, -122.3145 | 47.51694, -122.32194 (PARIS) | Not provided | 47.5171, -122.3144 | 47.52241, -122.30783 (PARIS) | 47.51583, -122.32333 (PARIS) | 01: 47.51861, -122.31889 (Notice of Intent); B: location of this sampling point is unclear as the PARIS coordinates (47.518333, -122.319444) plot in a parking lot | 47.51722, -122.32472 (Notice of Intent)
Monitoring Parameters | NA | copper, lead, zinc, TSS, turbidity, TPH, O&G, pH | copper, zinc, TSS, turbidity, O&G, pH | copper, lead, zinc, TPH, turbidity, O&G, pH | copper, zinc, TSS, turbidity, TPH, O&G, pH | copper, zinc, TSS, turbidity, O&G, pH | copper, zinc, TSS, turbidity, O&G, pH | copper, lead, zinc, TSS, turbidity, TPH, O&G, pH | copper, zinc, TSS, turbidity, O&G, pH | copper, zinc, TSS, turbidity, O&G, pH, nitrate+nitrite, BOD5, phosphorus | copper, zinc, TSS, turbidity, O&G, pH, BOD5, nitrate+nitrite, phosphorus | copper, zinc, TSS, turbidity, TPH, O&G, pH | copper, zinc,TSS, turbidity, O&G, pH, BOD5, nitrate+nitrite, phosphorus | copper, zinc, TSS, turbidity, O&G, pH | turbidity, O&G, pH | copper, zinc, TSS, turbidity, TPH, O&G, pH | copper, zinc, TSS, turbidity, TPH, O&G, pH | copper, zinc, TSS, turbidity, TPH, O&G, pH | copper, zinc, TSS, turbidity, TPH, O&G, pH | NA | copper, zinc, TSS, turbidity, O&G, pH | copper, zinc, TSS, turbidity, O&G, pH | copper, zinc, TSS, turbidity, O&G, pH | TSS, turbidity, O&G, pH | copper, zinc, TSS, turbidity, O&G, TPH, pH | copper, zinc, TSS, turbidity, TPH, O&G, pH | copper, zinc, TSS, turbidity, TPH, O&G, pH | copper, zinc, TSS, turbidity, O&G, pH | copper, zinc, TSS, turbidity, O&G, pH | copper, zinc, TSS, turbidity, TPH, O&G, pH | copper, zinc, TSS, turbidity, nitrate+nitrite, BOD5, phosphorus, pH | copper, lead, zinc, TPH - diesel, turbidity, O&G, pH, TSS | copper, lead, zinc, TPH - diesel, turbidity, O&G, pH, TSS | metals, PCBs, PAHs, TPH, TSS, turbidity, O&G, pH | Monitoring Point 1: metals, PCBs, various SVOCs, COD, TPH, TSS, pH, ammonia; Monitoring Point 2 and AP2: copper, lead, zinc, PCBs, TPH, turbidity, O&G, pH | copper, zinc, TSS, turbidity, O&G, pH | copper, zinc, TSS, turbidity, O&G, pH | copper, zinc, TSS, turbidity, O&G, pH | metals, PCBs, PAHs, TSS, turbidity, O&G, pH, TPH | copper, zinc, TSS, turbidity, TPH, O&G, pH | copper, zinc, TSS, turbidity, O&G, pH | copper, zinc, TSS, turbidity, O&G, pH, ammonia | copper, zinc, TSS, turbidity, TPH-diesel, O&G, pH | copper, zinc, TSS, turbidity, TPH-diesel, O&G, pH, BOD5, phosphorus, nitrate + nitrite | copper, zinc, TSS, turbidity, O&G, pH, TPH-diesel | See above | NA | NA | copper, zinc, TSS, turbidity, O&G, pH, TPH-diesel | NA | NA | NA | copper, zinc, TSS, turbidity, O&G, pH, TPH-diesel | copper, zinc, TSS, turbidity, O&G, pH, TPH-diesel | copper, zinc, TSS, turbidity, O&G, pH, TPH-diesel | NA | metals, PCBs, TSS, turbidity, O&G, pH, TPH | copper, zinc, TSS, turbidity, O&G, pH | copper, zinc, turbidity, O&G, pH, TSS, TPH - diesel | copper, zinc, turbidity, O&G, pH | copper, zinc, turbidity, O&G, pH, TSS | copper, zinc, turbidity, O&G, pH, TSS | copper, zinc, pH, O&G, turbidity, TSS | copper, zinc, pH, O&G, turbidity, TSS | copper, zinc, pH, O&G, turbidity, TSS | copper, zinc, TSS, turbidity, O&G, pH | copper, zinc, TSS, turbidity, O&G, pH | copper, zinc, TSS, turbidity, O&G, pH, TPH - diesel | NA | copper, zinc, TSS, turbidity, O&G, pH, TPH - diesel | copper, zinc, TSS, turbidity, O&G, pH, TPH - diesel | NA | copper, zinc, TSS, turbidity, O&G, pH, TPH - diesel | copper, zinc, TSS, turbidity, O&G, pH, TPH - diesel | copper, zinc, TSS, turbidity, O&G, pH, TPH - diesel | NA | NA | NA | copper, zinc, TSS, turbidity, O&G, pH, TPH - diesel | copper, zinc, TSS, turbidity, O&G, pH, TPH - diesel | NA | copper, zinc, TSS, turbidity, O&G, pH, TPH - diesel | NA | NA | copper, zinc, TSS, turbidity, O&G, pH, TPH - diesel | copper, zinc, TSS, turbidity, O&G, pH, TPH - diesel | PCBs, TPH, copper, zinc, TSS, turbidity, O&G, pH | copper, zinc, lead, TPH-diesel, turbidity, O&G, pH | copper, zinc, lead, TPH, turbidity, O&G, pH | copper, zinc, turbidity, O&G, pH, TPH | copper, zinc, turbidity, O&G, pH, TPH - diesel | copper, zinc, turbidity, O&G, pH | copper, zinc, TSS, turbidity, O&G, pH | copper, lead, zinc, TPH - diesel, turbidity, O&G, pH, TSS | metals, PCBs, PAHs, TPH, TSS, turbidity, O&G, pH | copper, lead, zinc, TSS, turbidity, TPH, O&G, pH | metals, PCBs, phthalates, PAHs, TSS, turbidity, O&G, pH | metals, PCBs, PAHs, TPH, TSS, turbidity, O&G, pH | metals, PCBs, PAHs, TPH, TSS, turbidity, O&G, pH | S1: O&G, pH; S2: turbidity, O&G, pH | metals, PCBs, PAHs, TSS, turbidity, O&G, pH, TPH | metals, PCBs, PAHs, TSS, turbidity, O&G, pH, TPH | metals, PCBs, PAHs, TSS, turbidity, O&G, pH, TPH | metals, PCBs, PAHs, TSS, turbidity, O&G, pH, TPH | metals, PCBs, PAHs, TSS, turbidity, O&G, pH, TPH | copper, lead, zinc, TSS, TPH - diesel, turbidity, O&G, pH | metals, PCBs, PAHs, TSS, turbidity, O&G, pH, TPH | copper, zinc, turbidity, TSS, O&G, pH, BOD5, phosphorus, nitrate + nitrite | copper, zinc, turbidity, TSS, O&G, pH | copper, zinc, turbidity, TSS, O&G, pH, TPH - diesel | copper, zinc, turbidity, TSS, O&G, pH | No information | copper, zinc, turbidity, O&G, pH | copper, lead, zinc, TPH - diesel, turbidity, O&G, pH, TSS | copper, zinc, turbidity, O&G, TPH-diesel, pH | copper, zinc, turbidity, O&G, TPH-diesel, pH | copper, zinc, turbidity, O&G, pH | copper, zinc, turbidity, O&G, TPH-diesel, pH | copper, zinc, turbidity, pH, O&G | copper, zinc, TSS, turbidity, O&G, TPH-diesel, pH | NA | copper, zinc, TSS, turbidity, O&G, TPH-diesel, pH | NA | NA | copper, lead, zinc, TSS, turbidity, TPH-diesel, O&G, pH | copper, lead, zinc, TSS, turbidity, TPD-diesel, O&G, pH | copper, zinc, TSS turbidity, TPH-diesel, O&G, pH, COD | copper, zinc, TSS, turbidity, O&G, pH | copper, zinc, TSS, turbidity, O&G, pH | No information | copper, lead, zinc, TSS | NA | NA | NA | NA | copper, zinc, turbidity, O&G, pH, TSS | copper, lead, zinc, TSS, O&G | turbidity, O&G, pH | copper, lead, zinc, TPH, turbidity, O&G, pH | copper, lead, zinc, TPH, turbidity, O&G, pH, hardness,TSS, TPH (diesel) | copper, zinc, turbidity, O&G, pH, TPH - diesel | copper, zinc, turbidity, O&G, pH | copper, lead, zinc, TPH - diesel, turbidity, O&G, pH | copper, zinc, turbidity, O&G, pH, TSS | copper, lead, zinc, TPH, turbidity, O&G, pH | copper, zinc, turbidity, O&G, pH, TPH - diesel, TSS | copper, lead, zinc, TPH, turbidity, O&G, pH | copper, zinc, turbidity, O&G, pH, TPH - diesel | copper, zinc, turbidity, O&G, pH
Benchmark Exceedances in past 3 years? | NA | Yes | Yes | No | Yes | No | Yes | Yes | Yes | Yes | Yes | Yes | Yes | Yes | No | Yes | Yes | Yes | Yes | NA | Yes | No | No | No | Yes | Yes | Yes | Yes | Yes | Yes | Yes | Yes | Yes | Yes | NA | No | No | Yes | Yes | Yes | No | Yes | No | Yes | Yes | See above | NA | NA | Yes | NA | NA | NA | No | No | No | NA | Yes | Yes | Yes | Yes | Yes | Yes | Yes | Yes | Yes | Yes | No | No | NA | Yes | Yes | NA | Yes | Yes | Yes | NA | NA | NA | Yes | Yes | NA | Yes | NA | NA | Yes | Yes | Yes | Yes | Yes | No | Yes | No | No | Yes | No | Yes | No | No | No | No | Yes | No | Yes | Yes | Yes | Yes | No | No | Yes | Yes | Yes | Yes | Yes | No | Yes | Yes | Yes | Yes | Yes | Yes | NA | Yes | NA | NA | No | No | Yes | Yes | Yes | No | Yes | NA | NA | NA | NA | No | No | No | Yes | Yes | Yes | Yes | No | No | No | Yes | Yes | Yes | No
No. Benchmark Exceedances (past 3 years) | NA | 2020 (2), 2019 (4), 2018 (7), 2017 (5) | 2018 (2) | NA | 2020 (1), 2019 (13) | NA | 2017 (3) | 2018 (5), 2017 (8) | 2020 (1), 2019 (2) | 2020 (1), 2019 (2), 2018 (3), 2017 (10) | 2019 (1), 2018 (1), 2017 (2) | 2020 (1), 2018 (8), 2017 (10) | 2020 (3), 2019 (2), 2018 (1), 2017 (1) | 2017 (2) | NA | 2020 (7), 2019 (20), 2018 (16), 2017 (18) | 2020 (8), 2019 (18), 2018 (18), 2017 (16) | 2020 (1), 2019 (10), 2018 (20), 2017 (4) | 2020 (3), 2019 (16), 2018 (14), 2017 (4) | NA | 2018 (2) | NA | NA | NA | 2020 (1), 2019 (6), 2018 (2), 2017 (5) | 2020 (3), 2019 (6), 2018 (2) | 2018 (2) | 2019 (2), 2018 (6), 2017 (11) | 2019 (3), 2018 (2), 2017 (6) | 2019 (4), 2018 (5), 2017 (5) | 2020 (1), 2019 (5), 2018 (6), 2017 (3) | 2020 (1) | 2020 (1), 2019 (3), 2017 (3) | 2020 (2), 2019 (6), 2017 (14) | NA | NA | NA | 2017 (1) | 2019 (6), 2018 (22), 2017 (15) | 2019 (2), 2018 (3), 2017 (1) | NA | 2018 (3) | NA | 2019 (2), 2018 (2), 2017 (1) | 2019 (3), 2018 (2), 2017 (1) | See above | NA | NA | 2019 (2) | NA | NA | NA | NA | NA | NA | NA | 2020 (1), 2019 (1), 2017 (2) | 2017 (1) | 2020 (1), 2019 (3), 2018 (2) | 2019 (1), 2018 (3), 2017 (2) | 2019 (2), 2018 (3), 2017 (2) | 2019 (2) | 2018 (1), 2017 (2) | 2017 (3) | 2018 (1) | 2017 (1) | NA | NA | NA | 2019 (2) | 2019 (2), 2018 (1), 2017 (1) | NA | 2019 (2) | 2019 (4), 2018 (2) | 2019 (3), 2018 (1), 2017 (2) | NA | NA | NA | 2019 (3) | 2020 (1), 2019 (1), 2017 (4) | NA | 2019 (5), 2018 (1) | NA | NA | 2019 (2), 2018 (2), 2017 (4) | 2019 (3) | 2019 (8), 2018 (4), 2017 (8) | 2020 (2), 2019 (3), 2018 (8), 2017 (3) | 2019 (1), 2018 (1), 2017 (4) | NA | 2018 (1), 2017 (1) | NA | NA | 2019 (2), 2018 (1), 2017 (1) | NA | 2018 (1) | NA | NA | NA | NA | 2017 (2) | NA | 2017 (3) | 2020 (1) | 2020 (2), 2018 (1) | 2019 (2) | NA | NA | 2019 (9) | 2017 (7) | 2019 (5), 2018 (3), 2017 (4) | 2019 (2) | 2020 (1), 2019 (1), 2017 (1) | NA | 2019 (1), 2017 (7) | 2018 (5) | 2019 (3), 2017 (2) | 2019 (1), 2018 (2), 2017 (4) | 2018 (1), 2017 (1) | 2017 (1) | NA | 2018 (1) | NA | NA | NA | NA | 2020 (2) | 2020 (9), 2019 (12), 2018 (19), 2017 (11) | 2019 (1), 2018 (9), 2017 (11) | NA | 2020 (0), 2019 (1), 2018 (3), 2017 (0) | NA | NA | NA | NA | NA | NA | NA | 2020 (1), 2019 (4), 2017 (3) | 2019 (3) | 2019 (2), 2017 (2) | 2018 (1) | NA | NA | NA | 2019 (1), (2018 (1), 2017 (2) | 2019 (1), 2017 (1) | 2019 (2), 2018 (6), 2017 (6) | NA
Benchmark Exceedance Parameters | NA | copper (12), zinc (6) | copper (1), turbidity (1) | NA | copper (4), zinc (3), O&G (1), turbidity (6) | NA | copper (1), turbidity (1), TSS (1) | copper (7), lead (1), zinc (2), turbidity (3) | pH (1), turbidity (2) | copper (2), zinc (2), BOD5 (1), nitrate+ntrite (6), turbidity (5) | copper (3), nitrate+nitrite (1) | copper (4), zinc (8), turbidity (6), O&G (1) | copper (1), zinc (4), nitrate+ nitrite (2) | copper (1), zinc (1) | NA | copper (18), zinc (19), TSS (2), turbidity (22) | copper (20), zinc (18), TSS (2), turbidity (20) | copper (19), zinc (8), turbidity (8) | copper (18), zinc (4), turbidity (15) | NA | copper (2) | NA | NA | NA | copper (4), zinc (4), turbidity (6) | copper (3), zinc (4), turbidity (4) | copper (2) | copper (5), zinc (7), turbidity (7) | copper (4), zinc (3), turbidity (4) | copper (3), zinc (9), turbidity (2) | copper (8), zinc (6), turbidity (1) | zinc (1) | copper (2), zinc (3), turbidity (2) | copper (6), zinc (8), turbidity (6), TPH (2) | NA | NA | NA | copper (1) | copper (17), zinc (11), turbidity (15) | copper (3), zinc (1), turbidity (2) | NA | copper (1), zinc (1), turbidity (1) | NA | nitrate+nitrite (5) | copper (1), zinc (5) | See above | NA | NA | copper (1), zinc (1) | NA | NA | NA | NA | NA | NA | NA | copper (3), zinc (1) | turbidity (1) | copper (2), zinc (3), turbidity (1) | copper (1), zinc (2), pH (3) | copper (4), zinc (3) | copper (2) | copper (2), zinc (1) | copper (1), turbidity (2) | O&G (1) | copper (1) | NA | NA | NA | copper (1), zinc (1) | copper (2), zinc (1), O&G (1) | NA | copper (1), zinc (1) | copper (3), zinc (3) | copper (4), zinc (2) | NA | NA | NA | copper (1), zinc (2) | Zinc (6) | NA | copper (2), Zinc (4) | NA | NA | copper (4), zinc (4) | copper (1), zinc (1), turbidity (1) | copper (8), zinc (12) | copper (10), zinc (6) | zinc (4), turbidity (1), TPH - diesel (1) | NA | copper (2) | NA | NA | Copper (3), Turbidity (1) | NA | pH (1) | NA | NA | NA | NA | zinc (1), turbidity (1) | NA | copper (2), zinc (1) | turbidity (1) | copper (1), turbidity (2) | copper (1), zinc (1) | NA | NA | copper (4), zinc (4), turbidity (1) | copper (1), zinc (3), turbidity (2), O&G (1) | copper (5), zinc (4), turbidity (3) | copper (1), zinc (1) | copper (2), turbidity (1) | NA | copper (3), zinc (2), turbidity (4) | copper (2), zinc (2), turbidity (1) | copper (1), turbidity (4) | copper (5), zinc (1), turbidity (1) | TPH-diesel (2) | turbidity (1) | NA | turbidity (1) | NA | NA | NA | NA | copper (1), zinc (1) | copper (26), zinc (11), turbidity (14) | copper (7), zinc (7), turbidity (7) | NA | copper (1), zinc (3) | NA | NA | NA | NA | NA | NA | NA | copper (1), zinc (7) | copper (1), Zinc (2) | zinc (4) | copper (1) | NA | NA | NA | copper (1), zinc (3) | copper (1), zinc (1) | copper (6), zinc (3), turbidity (5) | NA
Effluent Exceedances in past 3 years? | No | Yes | Yes | No | Yes | No | No | Yes | Yes | Yes | No | Yes | No | No | No | Yes | Yes | Yes | Yes | NA | No | No | No | No | Yes | Yes | No | Yes | Yes | Yes | No | No | No | Yes | Yes | No | No | No | Yes | No | No | No | No | Yes | No | See above | NA | NA | No | NA | NA | NA | No | No | No | NA | No | No | Yes | No | No | No | No | Yes | No | No | No | No | NA | Yes | Yes | NA | Yes | No | No | NA | NA | NA | Yes | No | NA | No | NA | NA | No | Yes | Yes | No | No | No | No | No | Yes | No | No | Yes | No | No | No | NA | No | No | No | No | Yes | No | No | No | Yes | Yes | No | No | Yes | No | No | No | Yes | No | No | No | NA | No | NA | NA | No | No | No | Yes | Yes | No | No | NA | NA | NA | NA | No | No | No | No | No | No | No | No | Yes | No | Yes | No | No | No
No. Effluent Exceedances (past 3 years) | NA | 2017 (1) | 2019 (5), 2018 (5), 2017 (3) | NA | 2019 (3) | NA | NA | 2019 (1), 2018 (2), 2017 (2) | 2019 (1), 2017 (1) | 2019 (2), 2018 (1), 2017 (4) | NA | 2018 (2), 2017 (1) | NA | NA | NA | 2020 (5), 2019 (20), 2018 (14), 2017 (6) | 2020 (7), 2019 (8), 2018 (10), 2017 (6) | 2020 (1), 2019 (2), 2018 (6) | 2020 (2), 2019 (8), 2018 (6) | NA | NA | NA | NA | NA | 2020 (1), 2019 (2), 2018 (1), 2017 (2) | 2020 (1), 2019 (4) | NA | 2019 (2), 2017 (1) | 2019 (2), 2017 (3) | 2019 (1) | NA | NA | NA | 2017 (2) | 2020 (7); 2019 (41); 2018 (18); 2017 (34) | NA | NA | NA | 2018 (1), 2017 (3) | NA | NA | NA | NA | 2018 (1) | NA | See above | NA | NA | NA | NA | NA | NA | NA | NA | NA | NA | NA | NA | 2019 (1) | NA | NA | NA | NA | 2017 (1) | NA | NA | NA | NA | NA | 2018 (1) | 2018 (1) | NA | 2018 (1) | NA | NA | NA | NA | NA | 2018 (1) | NA | NA | NA | NA | NA | NA | 2019 (1) | 2017 (2) | NA | NA | NA | NA | NA | 2020 (1) | NA | NA | 2017 (1) | NA | NA | NA | NA | NA | NA | NA | NA | 2020 (1) | NA | NA | NA | 2019 (3), 2018 (1) | 2020 (1) | NA | NA | 2017 (1) | NA | NA | NA | 2017 (1) | NA | NA | NA | NA | NA | NA | NA | NA | NA | NA | 2020 (1), 2019 (2), 2018 (2), 2017 (1) | 2018 (2), 2017 (4) | NA | NA | NA | NA | NA | NA | NA | NA | NA | NA | NA | NA | NA | NA | 2018 (1), 2017 (1) | NA | 2019 (1), 2017 (1) | NA | NA | NA
Effluent Violation Parameters | NA | TSS (1) | TSS (3) | NA | TSS (3) | NA | NA | TSS (5) | TSS (2) | TSS (7) | NA | TSS (3) | NA | NA | NA | TSS (45) | TSS (31) | TSS (9) | TSS (16) | NA | NA | NA | NA | NA | TSS (6) | TSS (5) | NA | TSS (3) | TSS (5) | TSS (1) | NA | NA | NA | TSS (2) | ammonia (3), copper (26), lead (9), zinc (19), PCBs (16), TPH (20), TSS (6), pH (1) | NA | NA | NA | TSS (4) | NA | NA | NA | NA | TSS (1) | NA | See above | NA | NA | NA | NA | NA | NA | NA | NA | NA | NA | NA | NA | TSS (1) | NA | NA | NA | NA | TSS (1) | NA | NA | NA | NA | NA | TSS (1) | TSS (1) | NA | TSS (1) | NA | NA | NA | NA | NA | TSS (1) | NA | NA | NA | NA | NA | NA | TSS (1) | TSS (2) | NA | NA | NA | NA | NA | TSS (1) | NA | NA | TSS (1) | None | NA | NA | NA | NA | NA | NA | NA | TSS (1) | NA | NA | NA | TSS (4) | TSS (1) | NA | NA | TSS (1) | NA | NA | NA | TSS (1) | NA | NA | NA | NA | NA | NA | NA | NA | NA | NA | TSS (6) | TSS (6) | NA | NA | NA | NA | NA | NA | NA | NA | NA | NA | NA | NA | NA | NA | TSS (2) | NA | TSS (2) | NA | NA | NA
Ecology Action within 5 years | Informal Action - Letter (11/16/2018) | Informal Action - Letter (11/16/2018) | Informal Action - Letter (11/16/2018) | None | Informal Action - Letter (3/14/2019) | None | Informal Action - Letter (2016) | Informal Action - Letter (11/16/2018) | Informal Action - Letter (11/16/2018) | Informal Action - Letter (11/16/2018); Admin Order (8/12/2016) | Admin Order (2/8/2017) | Informal Action - Letter (11/16/2018) | Informal Action - Letter (2/6/2019) | None | Informal Action - Letter (1/24/2017) | Informal Action - Letter (3/28/2019); Informal Action - Letter (11/16/2018) | Informal Action - Letter (3/28/2019); Informal Action - Letter (11/16/2018) | Informal Action - Letter (3/28/2019); Informal Action - Letter (11/16/2018) | Informal Action - Letter (3/28/2019); Informal Action - Letter (11/16/2018) | Admin Order (1/27/2020) | Admin Order (1/27/2020) | Admin Order (1/27/2020) | Admin Order (1/27/2020) | None | Field Ticket - Corrections Required (12/5/2019); Informal Action - Letter (12/19/2019); Informal Action - Letter (8/6/2019); Informal Action - Letter (11/16/2018); Informal Action - Letter (2016) | None | None | Informal Action - Letter (11/16/2018); 2016 - Informal Action - Letter | Informal Action - Letter (11/16/2018) | Informal Action - Letter (2016) | None | None | None | Informal Action - Letter (11/16/2018); Administrative Order Amendment (10/24/2017); Admin Order (9/20/2016) | Informal Action - Letter (2/12/20); Informal Action - Letter (9/18/19); Civil Penalty (2/13/19); Informal Action - Letter (10/4/18); Notice of Violation (8/21/18) | None | None | None | 2016 - Admin Order, 2015 - Admin Order Immediate Action, Civil Penalty Issued | None | None | None | None | Informal Action - Letter (2016) | None | See above | NA | NA | None | NA | NA | NA | None | None | None | NA | 2020 - Administrative Order; 2020 - Informal Action Letter | None |  | None | None | None | None | 2018 - Informal Action Letter | None | None | None | Agreed Order (2018); Informal Action Letter (2018) | NA | Agreed Order (2018); Informal Action Letter (2018) | Agreed Order (2018); Informal Action Letter (2018) | NA | Agreed Order (2018); Informal Action Letter (2018) | Agreed Order (2018); Informal Action Letter (2018) | Agreed Order (2018); Informal Action Letter (2018) | NA | NA | NA | Agreed Order (2018); Informal Action Letter (2018) | NA | NA | NA | NA | NA | Agreed Order (2018); Informal Action Letter (2018) | Agreed Order (2018); Informal Action Letter (2018) | Informal Action Letter (11/16/18) |  |  | None |  |  | None | Informal Action - Letter (2016) | Admin Order (2016) | Informal Action - Letter (11/16/2018) | Civil Penalty (2/6/2019) | None | None | None | 2016 - Administrative Order, 2015 - Administrative Order | 2015 - Adminstrative Order | 2016 - Administrative Order, 2015 - Administrative Order | 2016 - Administrative Order, 2015 - Administrative Order | 2016 - Administrative Order, 2015 - Administrative Order | None | None | None | Informal Action - Letter (11/16/2018) | None | 2019 - Adminstrative Order Modification | 2016 - Informal Action Letter | Administrative Order (7/29/2019); Informal Action - Letter (11/16/2018) | None | None | None | Informal Action Letter (11/16/2018) | None | None | None | NA | None | NA | NA | Field Ticket - Corrrections Required (2019) | None | None | Field Ticket - Corrections Required (2020); Administrative Order (2019), Informal Action Letter, Notice of Violation (2018) | Informal Action Letter (11/16/2018) | None | None | NA | NA | NA | NA | None | None | 2017 - Notice of Violation | None |  |  | 2016 - Informal Action Letter |  | 2018 - Informal Action Letter | None | 2018 - Informal Action Letter; 2016 - Informal Action Letter | None | 2015 - Informal Action Letter, Civil Penalty, Administrative Order, Notice of Violation | 2016 - Informal Action Letter
Most Recent WQ Inspection | 2016-10-20 | 2013-02-14 | 2017-09-12 | 2019-07-16 | 2019-04-11 | 2017-07-25 | 12/12/2018 (Technical Assistance Visit) | 2020-07-30 | 2016-10-20 | 2018-11-28 | 2016-03-23 | 2018-11-28 | 2019-06-06 | 2018-01-23 | 2016-12-06 | 7/9/2019 (ERTS Inspection 9/17/2019) | 7/9/2019 (ERTS Inspection 9/17/2019) | 7/9/2019 (ERTS Inspection 9/17/2019) | 7/9/2019 (ERTS Inspection 9/17/2019) | 2019-02-22 | 2019-02-22 | 2019-02-22 | 2019-02-22 | [69 empty] | None identified | 2019-01-14 | 10/16/2019 (Technical Assistance Visit) | 2016-03-29 | 10/16/2019 (Technical Assistance Visit) | 2017-06-30 | 2017-06-30 | 2017-03-29
Monitoring Notes | This discharge does not currently appear to be monitored. | CB330102 is no longer monitored as that portion of the property has been leased to a facility that does not perform industrial activities. |  |  | 2019 Request for Coverage indicates only 4 locations are monitored, however 2020 DMR data indicate that all 6 locations are sampled. | Monitoring location is at discharge point. | 2019 Request for Coverage lists monitoring point as DA2. 1/21/2020 sample point update changes monitoring point to DA3. Location estimated based on Site Map. | CB-2 is located in the parking lot. Monitoring point coordinates provided in 2019 Request for Coverage are in the middle of the LDW. | On 05/02/2016, ConGlobal submitted an ISGP discharge/sample point update form indicating they were no longer sampling their Outfall 003 sample point. | Monitoring point TV has replaced SMH. SMH still listed in facility's 2019 Request for Coverage as a monitoring point. |  |  | Monitoring point SD1 added 4/1/2019. |  | Recent DMRs indicate no discharge. |  |  |  |  | Outfall is not monitored. | Samples collected directly from 6-inch diameter PVC pipe located on the LDW shoreline. | No recent DMR data in PARIS. | No recent DMR data in PARIS. | Monitoring point is located at the west end of the barge slip. |  | Monitoring locations are the same as for Michigan Marine (WAR125423), but coordinates provided in Requests for Coverage do not match. |  |  |  | 2019 Request for Coverage identified 3 monitoring points; CB5, CB20, and CB22. CB5 and CB22 were subsequently removed from monitoring per Sampling Point Update dated 8/2/2019. Map provided with Sampling Point Update indicates current monitoring locations are CB4 and CB33. Coordinates were estimated based on Site Map. | Monitoring point coordinates were estimated based on Site Map. |  |  | 2019 Request for Coverage lists sheet flow to S Myrtle from 7th and to Myrtle Street from gate as monitoring points (gp1, gp2), however these were discontinued per the 4/5/2019 sample point update. | Monitoring location coordinates were estimated based on drainage map provided with permit renewal application (Form 2F). SP1 represents processed stormwater leaving the treatment system. Locations 2 and AP2 represent roof drains and/or parking lots. Site stormwater co-mingles with unprocessed stormwater from S Garden Street prior to discharge at Outfall 2035. Monitoring occurs monthly. |  |  |  | Exceedances include monitoring locations for six historical outfalls; currently there is only one outfall and one monitoring location. | Exceedances were at monitoring point UB3. | SPM is the King County Maintenance Facility, which drains to the north lateral at NBF. SP1 is the upstream end of the north-central lateral at NBF. |  | Location NB5 (discharge from the KC lift station) is sampled; this includes flows from NBF1 through NBF4. The SWPPP also identifies discharges NBF-5 and NBF-6, which drain the parking lot downstream of the KC lift station. These are not monitored. Boeing also monitors NBF5 for PCBs, whcih are reported in the comments section of Boeing's DMRs, most recently in Q1 2019. |  | Sampling location MH 2-451 is believed to reflect flow to both Outfall A pipes (2052 and 2053). PARIS violation summary for 2019 does not match annual reports submitted by Boeing. Exceedances listed here are from the annual reports (PARIS appears to be missing some exceedances.) | See above | Outfall is not monitored. | Outfall is not monitored. | PARIS violation summary for 2019 does not match annual reports submitted by Boeing. Exceedances listed here are from the annual reports (PARIS appears to be missing some exceedances.) | Outfall is not monitored. | Outfall is not monitored. | Outfall is not monitored. |  |  |  | Outfall is not monitored. |  | SP2 is located at the downstream end of the KCIA site, upstream of Boeing Isaacson, east of East Marginal Way S. |  | Monitoring point reflects flow from Mente's industrial footprint along the KCIA runway, the Mente parking lot, and a single catch basin in an offsite parking lot on the south side of the property. Drainage flows thorugh an oil/water separator and a stormwater detention vault. Sample point 001 is located at the outfall of the detention vault. |  |  | Monitoring location is the post-filtration chamber within the Stormfilter unit. | Monitoring location is the post-filtration chamber within the Stormfilter unit. | Monitoring location is the post-filtration chamber within the Stormfilter unit. | SP3 is located east of East Marginal Way S, at the downstream end of KCIA Drainage Basin 3. | Monitoring point coordinates in PARIS are incorrect. |  | Not monitored. |  |  | Not monitored. |  |  | Prior to 2011, this was the only monitoring location for BDC. | Not monitored. | Not monitored. | Not monitored. |  | Copper and zinc benchmark exceedances for 2018Q2 were previously in Paris but are no longer shown. | Not monitored. | Benchmark exceedances for copper (2018Q2) and O&G (2018Q2) previously shown in PARIS are no longer shown. | Not monitored. Discharge is not listed in facility's June 2019 Request for Coverage. | Not monitored. Discharge is not listed in facility's June 2019 Request for Coverage. |  |  | Sample points in Jan 2020 Discharge/Sample Point Update do not match site map provided with 2019 intent to renew. Updated site map is needed. | Flows from Outfall E1 were reportedly diverted to Outfall W2 in 2015. | Monitoring point WTL is located on the southwest side of the building. Coordinates provided in PARIS are incorrect. |  | Monitoring point is an outfall culvert near the southwest corner of the property. |  | Monitoring point S-2 is the submerged pipe at the northeast edge of the property (SWPPP). | MH #1 is the last access point before the property boundary. | Monitoring occurs at the last catch basin before discharge (OF1). |  | Specific monitoring location is not shown on site map. Many numeric effluent violations prior to 2010. | Monitoring point is outfall DP-1 from sand filters in Zone B. | Monitoring point is the catch basin east of sand filter 7 in Zone A near the center of the facility. | Monitoring point S-1 is a low spot located in the center of the facility. Monitoring point S-2 is the swale at the entrance to the underground discharge pipe. The pipe daylights on the Duwamish bank. |  |  | Sampling at this location began in 2012. | Sampling at this location began in 2012. Administrative order dated 05/05/2015 required full suite monitoring of all 6 monitoring points at the facility. Per April 2016 SWPPP the DA-2 and DA-6 monitoring points are no longer monitored because they were reconfigured in Q1 2016 to discharge to DA-3. | Sampling at this location began in 2012. Administrative order dated 05/05/2015 required full suite monitoring of all 6 monitoring points at the facility. |  | Administrative order dated 05/05/2015 required full suite monitoring of all 6 monitoring points at the facility. Per April 2016 SWPPP the DA-2 and DA-6 monitoring points are no longer monitored because they were reconfigured in Q1 2016 to discharge to DA-3. | New permit as of late 2019. No monitoring data in PARIS. |  | Outfall A is located at the end of a pipe draining into a detention pond at the NE corner of the facility. | Outfall A was selected as representative of stormwater at the facility. | No current (2020) information on monitoring parameters was found in PARIS. |  |  | Until 2020, facility also monitored at location SW-2. |  | Monitoring locations are at discharge from water quality treatment vaults (east and west). Monitoring point coordinates are estimated from map; coordinates provided with Request for Coverage are in the middle of the 1st Ave S SD wetland. |  | The 2019 Request for Coverage identifies 4 inactive monitoring points: DP2 (most north catch basin), DP3 (south catch basin group), DP4 (west driveway motor sheet flow), DP5 (can storage sheet flow). |  | Not monitored; designated sampling location is discharge from the treatment system (Outfall Boyer-2). |  | Not monitored; designated sampling location is discharge from the treatment system (Outfall Boyer-2). | Not monitored; designated sampling location is discharge from the treatment system (Outfall Boyer-2). | According to the SWPPP, discharge is to the street. | According to 2019 Annual Report, facility as an oil/water separator followed by an Arkal disk SW treatment system and activated carbon tanks. |  |  |  | Note: this is a new permit. The previous permit at this location (WAR009725) was Independent Metals Plant 2, which had numerous compliance and enforcement issues. | Monitoring point is at the outlet of the StormwateRx treatment system (R001). | Outfall not monitored; SP1 is the designated monitoring location. | Outfall not monitored; SP1 is the designated monitoring location. | According to Boeing's 2014 ISGP renewal application, this outfall is no longer monitored; SP1 is the designated monitoring location. | Outfall not monitored; SP1 is the designated monitoring location. |  | No information regarding the monitoring location was available. The coordinates in PARIS are incorrect. |  | CB9 is the last point of stormwater access to drainage from DA1. CB12 is located outside the fenced yard and provides drainage for the undeveloped south side of the property. Monitoring points in the most recent DMR data are CB13, DA2, and M2; according to a Site Map dated 3/19/2019, M2 is a monitoring point for East Driveway sheet flow. | PARIS indicates that there are two monitoring locations, however the facility's SWPPP only identifies one location. |  | Monitoring point A-1 is the catch basin in Yard A (CB-11). The catch basin in Yard B (CB-8) is not monitored. |  |  | Monitoring samples are collected at the effluent of the stormwater filter assembly, just prior to discharge from the site. | Monitoring point is a catch basin in the facility's back parking lot. | According to the SWPPP, monitoring occurs at the outfall location. | The facility's drainage system was redone in 4Q 2015 to move all stormwater to the SW portion of the property where the treatment system is located. | Monitoring point is described as south access manway of detention wet vault.
Date Updated | 2020-06-18 | 2020-07-30 | 2020-06-17 | 2020-06-18 | 2020-06-18 | 2020-06-18 | 2020-06-18 | 2020-07-31 | 2020-06-18 | 2020-06-18 | 2020-06-19 | 2020-08-03 | 2020-08-03 | 2020-08-03 | 2020-06-16 | 2020-07-30 | 2020-07-30 | 2020-07-30 | 2020-07-30 | 2020-07-30 | 2020-07-30 | 2020-07-30 | 2020-07-30 | 2020-06-16 | 2020-06-18 | 2020-06-18 | 2020-06-19 | 2020-06-18 | 2020-07-28 | 2020-07-29 | 2020-06-18 | 2020-07-28 | 2020-07-28 | 2020-07-28 | 2020-07-28 | 2020-07-27 | 2020-06-18 | 2020-06-18 | 2020-07-27 | 2020-06-18 | 2020-06-17 | 2020-07-09 | 2020-06-17 | 2020-06-18 | 2020-07-13 | 2020-07-13 | 2020-07-13 | 2020-07-13 | 2020-07-13 | 2020-07-13 | 2020-07-13 | 2020-07-13 | 2020-07-13 | 2020-07-13 | 2020-07-13 | 2020-07-13 | 2020-07-10 | 2020-06-17 | 2020-06-17 | 2020-07-09 | 2020-07-09 | 2020-07-09 | 2020-07-09 | 2020-07-09 | 2020-07-09 | 2020-06-17 | 2020-07-08 | 2020-07-08 | 2020-07-08 | 2020-07-08 | 2020-07-08 | 2020-07-08 | 2020-07-08 | 2020-07-08 | 2020-07-08 | 2020-07-08 | 2020-07-08 | 2020-07-08 | 2020-07-08 | 2020-07-08 | 2020-07-08 | 2020-07-08 | 2020-07-08 | 2020-07-08 | 2020-07-08 | 2020-07-08 | 2020-06-16 | 2020-06-18 | 2020-06-18 | 2020-07-07 | 2020-06-19 | 2020-06-19 | 2020-06-18 | 2020-06-17 | 2020-06-18 | 2020-06-16 | 2020-06-16 | 2020-06-18 | 2020-06-18 | 2020-06-16 | 2020-06-17 | 2020-06-18 | 2020-06-17 | 2020-06-17 | 2020-06-17 | 2020-06-18 | 2020-06-17 | 2020-07-21 | 2020-07-21 | 2020-06-17 | 2020-06-17 | 2020-06-18 | 2020-06-18 | 2020-06-18 | 2020-06-18 | 2020-06-18 | 2020-06-19 | 2020-06-19 | 2020-07-15 | 2020-06-19 | 2020-06-18 | 2020-06-18 | 2020-06-18 | 2020-06-18 | 2020-07-14 | 2020-07-14 | 2020-07-14 | 2020-07-13 | 2020-07-13 | 2020-07-14 | 2020-06-16 | 2020-06-18 | 2020-06-18 | 2020-06-18 | 2020-06-18 | 2020-06-18 | 2020-06-16 | 2020-06-16 | 2020-06-17 | 2020-06-17 | 2020-06-18 | 2020-06-18 | 2020-06-18 | 2020-06-18 | 2020-06-18 | 2020-06-19 | 2020-06-19 | 2020-07-01 | 2020-07-01

## 3-Sed Data (NOT UPDATED)
Leidos ID | Outfall ID | Outfall Name | Distance Criterion | Is Nearest Sample Within Criterion? | No. of Samples Within 50 feet | No. of Samples Within 100 feet | Nearest Sed Sample | Nearest Sample Distance | Nearest Sample Date | Samples Wtihin Criterion | Parameters Sampled | Lower SL Exceedances | Upper SL Exceedances | Notes | Sampling Limitations | Date Updated
L0101 | 2156 |  | 50 feet | No | 0 | 1 | LDW-SS2 | 77 feet | 2005-03-16 | None | NA | NA | NA | Samples between 50 and 100 feet from the outfall contained PCBs, phenanthrene, fluoranthene, pyrene, chrysene above the Lower SL. | Riprap/rocky substrate. Riprap near the outfall hinders sampling within distance criterion. | 2014-02-17
L0102 | 2151 |  | 50 feet | No | 0 | 0 | None | >100 feet | NA | None | NA | NA | NA | Older sample (pre-2010) collected at K-10. | Riprap/rocky substrate. Riprap near the outfall hinders sampling within distance criterion. | 2014-02-17
L0103 | HRE-1 |  | 50 feet | No | 0 | 1 | LDW-SS303 | 77 feet | 2006-10-04 | None | NA | NA | NA | Samples between 50 and 100 feet from the outfall contained PCBs above the Lower SL. | Riprap/rocky substrate. Riprap near the outfall hinders sampling within distance criterion. | 2014-02-17
L0104 | 2154 |  | 50 feet | No | 0 | 0 | LDW-SS501 | 102 feet | 2009-12-16 | None | NA | NA | NA |  | Riprap/rocky substrate. Riprap near the outfall hinders sampling within distance criterion. | 2014-02-17
L0201 | S Nevada St SD | S Nevada Street SD | 50 feet | No | 0 | 1 | LDW-SS13 | 58 feet | 2005-01-17 | None | NA | NA | NA | Samples between 50 and 100 feet from the outfall contained PCBs above the Lower SL. | Riprap/rocky substrate. Riprap near the outfall hinders sampling within distance criterion. | 2014-02-24
L0202 | 2155 | Diagonal Avenue S CSO/SD | 100 feet | Yes | 0 | 6 (1 location) | DUD_1A | 99 feet | 2009-04-28 | DUD_1A | Metals, PCBs, SVOCs, pesticides, TOC, grain size | None | None | Samples between 50 and 100 feet from the outfall contained PCBs, fluoranthene, BBP above the Lower SL, and BEHP, dimethyl phthalate, 1,4-dichlorobenzene, benzyl alcohol, benzoic acid above the Upper SL. |  | 2014-02-24
L0203 | 2153 | Duwamish EOF | 100 feet | Yes | 1 | 1 | DUD_31C | 47 feet | 2005-08-17 | DUD_31C | Metals, PCBs, SVOCs, pesticides, TOC, grain size | None | None | DUD_31C not included in FS baseline dataset because it represents conditions after the 2003-2004 remediation. |  | 2014-02-25
L0204 | 2002 |  | 100 feet | No | 0 | 0 | NA | >100 feet | NA | None | NA | NA | NA | Older samples (pre-2000) collected at DUD011 and DR010. |  | 2014-02-25
L0205 | 2225 |  | 50 feet | No | 0 | 0 | NA | >100 feet | NA | None | NA | NA | NA | Older samples (pre-2000) collected at DUD014. According to EAA-1 SCAP (Doc 0064), three sediment samples were collected offshore of this outfall by King County in 2001; BBP and BEHP were present at elevated concentrations. Data not available. |  | 2014-02-25
L0301 | 2003 |  | 50 feet | No | 0 | 0 | NA | >100 feet | NA | None | NA | NA | NA | Older sample (pre-2000) collected at EIT088. | Riprap/rocky substrate. Possible sample collection on foot during daytime low-low tide. | 2014-02-25
L0302 | 2006 |  | 50 feet | No | 0 | 0 | NA | >100 feet | NA | None | NA | NA | NA |  | Riprap/rocky substrate. Riprap near the outfall hinders sampling within distance criteria. | 2014-02-25
L0304 | 2005 |  | 50 feet | No | 0 | 1 | SS2246-A | 89 feet | 2011-03-21 | None | NA | NA | NA | Samples between 50 and 100 feet from the outfall contained PCBs, fluoranthene above the Lower SL, and benzyl alcohol above the Upper SL. | Riprap/rock substrate. Riprap near the outfall hinders sampling within distance criteria. | 2014-02-25
L0305 | 2004 |  | 50 feet | No | 0 | 0 | NA | >100 feet | NA | None | NA | NA | NA |  | Obstructions (dock). Outfall is not accessible due to its location under the dock and behind pilings. | 2014-02-25
L0306 | 2246 |  | 50 feet | Yes | 2 | 2 | SS2246-U | 42 feet | 2011-03-21 | SS2246-U, SS2246-A | Metals, PCBs, SVOCs, TOC, grain size | PCBs, fluoranthene | benzyl alcohol |  |  | 2014-02-25
L0307 | 2247 |  | 50 feet | Yes | 2 | 2 | SS2247-A | 20 feet | 2011-03-21 | SS2247-A, SS2247-U | Metals, PCBs, SVOCs, TOC, grain size | PCBs | benzyl alcohol |  |  | 2014-02-25
L0308 | 5000 |  | 100 feet | Yes | 0 | 3 | SS5000-A | 70 feet | 2011-04-08 | SS5000-A, SS5000-U, SS5000-D | Metals, PCBs, SVOCs, TOC, grain size, dioxins/furans (SS5000-A only) | PCBs | benzyl alcohol |  |  | 2014-02-25
L0309 | 2245 |  | 100 feet | Yes | 1 | 4 | SS5000-A | 27 feet | 2011-04-08 | SS5000-A, LDW-SS511, SS5000-U, SS5000-D | Metals, PCBs, SVOCs, TOC, grain size, dioxins/furans (SS5000-A and LDW-SS511) | PCBs | benzyl alcohol |  |  | 2014-02-25
L0310 | 5001 |  | 100 feet | Yes | 1 | 4 | SS5000-A | 27 feet | 2011-04-08 | SS5000-A, LDW-SS511, SS5000-U, SS5000-D | Metals, PCBs, SVOCs, TOC, grain size, dioxins/furans (SS5000-A and LDW-SS511) | PCBs | benzyl alcohol |  |  | 2014-02-25
L0401 | 2244 |  | 50 feet | Yes | 2 | 3 | SS2244-A | 36 feet | 2011-03-21 | SS2244-A, SS2244-D | Metals, PCBs, SVOCs, TOC, grain size | anthracene, fluoranthene, phenanthrene, total LPAH, dibenzofuran | acenaphthene, fluorene, benzyl alcohol | Samples collected between 50 and 100 feet from the outfall had no exceedances. |  | 2014-02-25
L0402 | 2223 | Brandon CSO | 50 feet | No | 0 | 3 | LDW-SS39 | 66 feet | 2005-03-11 | None | NA | NA | NA | Samples collected between 50 and 100 feet from the outfall contained PCBs above the Lower SL, and mercury, benzyl alcohol above the Upper SL. | Riprap/rocky substrate at downstream location; obstructions (pilings, rocks) at upstream location. Possible sampling on foot during daytime low-low tide. | 2014-02-25
L0403 | 2007 |  | 50 feet | Yes | 1 | 2 | LDW-SS42 | 42 feet | 2005-01-24 | LDW-SS42 | Metals, PCBs, SVOCs, pesticides, TOC, grain size | None | None | Samples collected between 50 and 100 feet from the outfall contained benzyl alcohol above the Upper SL. | Riprap/rocky substrate. Possible sampling on foot during low-low tide. | 2014-02-25
L0501 | 2008 |  | 50 feet | Yes | 1 | 2 | SS2008-A | 48 feet | 2011-03-08 | SS2008-A | Metals, PCBs, SVOCs, TOC, grain size, dioxins/furans | -- | benzyl alcohol | Samples collected between 50 and 100 feet from the outfall had no exceedances. | Riprap/rocky substrate. Riprap near the outfall hinders sampling within distance criteria. | 2014-02-25
L0502 | 2009 |  | 50 feet | Yes | 2 | 3 | SS2009-U | 41 feet | 2011-03-08 | SS2009-U, SS2009-A | Metals, PCBs, SVOCs, TOC, grain size | -- | benzyl alcohol | Samples between 50 and 100 feet from the outfall had no exceedances. | Riprap/rocky substrate. Possible sampling on foot during low-low tide. | 2014-02-25
L0503 | 2010 |  | 50 feet | Yes | 1 | 4 | SS2010-A | 49 feet | 2011-03-21 | SS2010-A | Metals, PCBs, SVOCs, TOC, grain size | PCBs | benzyl alcohol | Samples between 50 and 100 feet from the outfall contained PCBs above the Lower SL, and benzyl alcohol above the Upper SL. | Riprap/rocky substrate hinders sample collected at upstream and downstream locations within distance criterion. | 2014-02-25
L0504 | 2011 |  | 50 feet | Yes | 1 | 3 | SS2011-A | 48 feet | 2011-03-21 | SS2011-A | Metals, PCBs, SVOCs, TOC, grain size | None | None | Samples between 50 and 100 feet from the outfall contained PCBs, total cPAH above the Lower SL, and various LPAHs and HPAHs, total LPAH, total HPAH above the Upper SL. | Riprap/rocky substrate. Possible sampling on foot during daytime low-low tide. | 2014-02-25
L0505 | 2013 |  | 50 feet | Yes | 2 | 5 | SS2013-A | 42 feet | 2011-04-08 | SS2013-A, SS2013-U | Metals, PCBs, SVOCs, TOC, grain size, dioxins/furans (SS2013-A) | None | None | Samples between 50 and 100 feet from the outfall had no exceedances. | Riprap/rocky substrate. | 2014-02-26
L0506 | 2017 |  | 50 feet | No | 0 | 2 | JHGSA-SD1-02-0010 | 54 feet | 2000-07-03 | None | NA | NA | NA | Samples between 50 and 100 feet from the outfall contained fluoranthene, benzofluoranthenes above the Lower SL, and zinc, 2,4-dimethylphenol, chrysene above the Upper SL. | Riprap/rocky substrate. The amount of riprap observed near the outfall and the steepness of the shore hinders the collection of samples within distance criterion. | 2014-02-28
L0507 | 2014 |  | 50 feet | No | 0 | 2 | LDW-SS60 | 74 feet | 2005-01-19 | None | NA | NA | NA | Samples between 50 and 100 feet from the outfall contained PCBs above the Lower SL, and zinc, 2,4-dimethylphenol above the Upper SL. | Riprap/rocky substrate. The amount of riprap observed near the outfall and the steepness of the shore hinders the collection of samples within distance criteria. | 2014-02-28
L0508 | 2015 |  | 50 feet | Yes | 1 | 2 | SS2015-D | 48 feet | 2011-03-08 | SS2015-D | Metals, PCBs, SVOCs, TOC, grain size | -- | benzyl alcohol | Samples between 50 and 100 feet from the outfall had no exceedances. | Riprap/rocky substrate. The amount of riprap observed near the outfall and the steepness of the shore hinders the collection of samples within distance criteria. | 2014-02-28
L0509 | 2016 |  | 50 feet | Yes | 1 | 2 | LDW-SS61 | 50 feet | 2005-03-10 | LDW-SS61 | Metals, PCBs, SVOCs, TOC, grain size | None | None | Samples between 50 and 100 feet from the outfall contained benzyl alcohol above the Upper SL. | Riprap/rocky substrate. The amount of riprap observed near the outfall and the steepness of the shore hinders the collection of samples within distance criteria. | 2014-02-28
L0601 | 2018 |  | 50 feet | Yes | 2 | 3 | LDW-SS65 | 31feet | 2005-03-08 | LDW-SS65, SS2018-U | Metals, PCBs, SVOCs, TOC, grain size | PCBs | None | Samples between 50 and 100 feet from the outfall contained 2,4-dimethylphenol above the Upper SL. | Riprap/rocky substrate. The amount of riprap observed near the outfall and the steepness of the shore hinders the collection of samples within distance criteria. | 2014-02-28
L0602 | GlacierNW-CBP |  | 50 feet | No | 0 | 0 | NA | >100 feet | NA | None | NA | NA | NA |  |  | 2014-02-28
L0603 | 2019 | Head of Slip 2 | 50 feet | Yes | 1 | 1 | SS2019-A | 48 feet | 2011-04-15 | LDW-SS2019-A | Metals, PCBs, SVOCs, TOC, grain size | PCBs | benzyl alcohol | Upstream and downstream sample collection not applicable due to outfall location at head of slip. | None | 2014-02-28
L0604 | GenBiodiesel |  | 50 feet | No | 0 | 0 | NA | >100 feet | NA | None | NA | NA | NA |  |  | 2014-02-28
L0605 | 2021 |  | 50 feet | Yes | 3 | 4 | SS2021-A | 31 feet | 2011-03-24 | SS2021-A, SS2021-U, SS2021-D | Metals, PCBs, SVOCs, TOC, grain size; dioxins/furans (SS2021-A) | None | None | Samples between 50 and 100 feet from the outfall had no exceedances. | None | 2014-02-28
L0607 | 2022 |  | 50 feet | Yes | 3 | 4 | SS2022-A | 44 feet | 2011-03-24 | SS2022-A, SS2022-D, LDW-SS69b | Metals, PCBs, SVOCs, TOC, grain size, dioxins/furans (SS2022-A and SS2022-D), pesticides (LDW-SS69b) | PCBs | benzyl alcohol | Samples between 50 and 100 feet from the outfall contained PCBs, BBP above the Lower SL, and 2,4-dimethylphenol above the Upper SL. | Obstructions (tugs/barges and cables). Outfall is located on a steep shore, behind pilings, with constant tug/barge traffic adjacent to shore. | 2014-02-28
L0608 | DuwMetalFab |  | 50 feet | No | 0 | 1 | SS2022-A | 98 feet | 2011-03-24 | None | NA | NA | NA | Samples between 50 and 100 feet from the outfall contained benzyl alcohol above the Upper SL. |  | 2014-02-28
L0609 | 2502 | Michigan CSO | 100 feet | Yes | 1 | 2 | LDW-SS71 | 32 feet | 2005-03-15 | LDW-SS71, SS2503-A | Metals, PCBs, SVOCs, TOC, grain size; dioxins/furans (LDW-SS71) | PCBs | None |  | Proximity to a cable crossing the waterway. | 2014-02-28
L0610 | 2501 |  | 100 feet | Yes | 1 | 2 | LDW-SS71 | 31 feet | 2005-03-15 | LDW-SS71, SS2503-A | Metals, PCBs, SVOCs, TOC, grain size; dioxins/furans (LDW-SS71) | PCBs | None |  | Proximity to a cable crossing the waterway. | 2014-02-28
L0611 | 2503 | 1st Ave S Bridge SD | 100 feet | No | 0 | 0 | NA | >100 feet | NA | None | NA | NA | NA | SS2503-A collected at 135 feet (outside distance criterion); no exceedances. Sample collected at head of drainage ditch. | Outfall located at head of 100-foot drainage ditch. Brambles inhibit closer sampling. | 2014-02-28
L0701 | S River St SD | S River St SD | 50 feet | Yes | 2 | 3 | LDW-SS74 | 32 feet | 2005-03-07 | LDW-SS74, SSRVSTSD-A | Metals, PCBs, SVOCs, TOC, grain size, organotins (LDW-SS74), pesticides (LDW-SS74) | PCBs, dimethyl phthalate, benzyl alcohol | None | Samples between 50 and 100 feet from the outfall contained benzyl alcohol above the Upper SL. | Riprap/rocky substrate at upstream sampling location, which hinders sample collection within distance criterion. | 2014-02-28
L0702 | SCS Refd Services |  | 50 feet | No | 0 | 0 | NA | >100 feet | NA | None | NA | NA | NA |  |  | 2014-02-28
L0703 | 2024 |  | 50 feet | Yes | 1 | 2 | LDW-SS73 | 50 feet | 2005-03-07 | LDW-SS73 | Metals, PCBs, SVOCs, TOC, grain size | PCBs | benzyl alcohol | LDW-SS522 at 64 feet was analyzed for dioxins/furans, grain size, and TOC; no exceedances. | Outfall located in the corner of the head of slip 3. | 2014-02-28
L0704 | Seattle Dist Ctr |  | 50 feet | No | 0 | 1 | SS2025-A | 84 feet | 2011-04-15 | None | NA | NA | NA | Samples between 50 and 100 feet from the outfall contained zinc, total HPAH, total cPAH, BBP above the Lower SL, and arsenic, benzo(g,h,i)perylene, dibenzo(a,h)anthracene, indeno(1,2,3-cd)pyrene, 2,4-dimethylphenol above the Upper SL. Bank soil samples within 50 feet contained lead, PCBs, dioxins/furans, chrysene, total HPAH, total cPAH, phenanthrene, total LPAH, BBP, above the Lower SL, and benzo(g,h,i)perylene, indeno(1,2,3-cd)pyrene, fluoranthene, pyrene above the Upper SL. |  | 2014-02-28
L0705 | 2025 |  | 50 feet | Yes | 1 | 1 | SS2025-A | 16 feet | 2011-04-15 | LDW-SS2025-A | Metals, PCBs, SVOCs, TOC, grain size | zinc, total HPAH, total cPAH, BBP | arsenic, benzo(g,h,i)perylene, dibenzo(a,h)anthracene, indeno(1,2,3-cd)pyrene, 2,4-dimethylphenol | Bank soil samples within 50 feet contained lead, PCBs, anthracene, phenanthrene, total LPAH above the Lower SL, and zinc, dioxins/furans, various HPAHs, total HPAH, total cPAH, BBP, 2,4-dimethylphenol, 2-methylphenol above the Upper SL. | Outfall located at the head of Slip 3. | 2014-02-28
L0706 | S Brighton St SD | S Brighton St SD | 100 feet | Yes | 0 | 3 | BRSTSD-A | 51 feet | 2011-03-14 | SSBRSTSD-A, SSBRSTSD-U, SSBRSTSD-D | Metals, PCBs, SVOCs, TOC, grain size | chrysene, total cPAH, hexachlorobenzene | benzyl alcohol |  | Obstructions (overhead dock extending beyond the outfall). | 2014-02-28
L0801 | Dawn Foods |  | 50 feet | No | 0 | 0 | NA | >100 feet | NA | None | NA | NA | NA |  |  | 2014-02-28
L0802 | 2033 |  | 50 feet | No | 0 | 4 | LDW-SS2032-A | 82 feet | 2011-04-15 | None | NA | NA | NA | Samples between 50 and 100 feet from the outfall contained PCBs above the Lower SL, and zinc, benzyl alcohol above the Upper SL. | Riprap prevents collection of samples within 50-foot criterion. | 2014-02-28
L0803 | 2032 |  | 50 feet | No | 0 | 5 | SS2032-A | 62 feet | 2011-04-15 | None | NA | NA | NA | Samples between 50 and 100 feet from the outfall contained PCBs above the Lower SL, and zinc, benzyl alcohol above the Upper SL. | Riprap/rocky substrate; outfall located upland. | 2014-02-28
L0804 | 2029 |  | 50 feet | Yes | 4 | 5 | SS2029-A | 33 feet | 2011-04-15 | SS2029-A, SS2032-A, SS2029-D, SS2030-A | Metals, PCBs, SVOCs, TOC, grain size | PCBs | benzyl alcohol | Samples between 50 and 100 feet from the outfall contained PCBs above the Lower SL, and zinc, benzyl alcohol above the Upper SL. |  | 2014-02-28
L0805 | 2030 |  | 50 feet | Yes | 3 | 5 | SS2032-A | 24 feet | 2011-04-15 | SS2032-A, SS2030-A, SS2030-U | Metals, PCBs, SVOCs, TOC, grain size | PCBs | zinc, benzyl alcohol | Samples between 50 and 100 feet from the outfall contained PCBs above the Lower SL, and benzyl alcohol above the Upper SL. | Riprap/rocky substrate. | 2014-02-28
L0806 | 2028 |  | 50 feet | Yes | 1 | 3 | LDW-SS83 | 43 feet | 2005-01-24 | LDW-SS83 | Metals, PCBs, SVOCs, TOC, grain size, dioxins/furans | dioxins/furans | None | Samples between 50 and 100 feet from the outfall contained PCBs above the Lower SL, and benzyl alcohol above the Upper SL. |  | 2014-02-28
L0807 | 2027 |  | 50 feet | Yes | 1 | 2 | SS2027-A | 32 feet | 2011-03-24 | SS2027-A | Metals, PCBs, SVOCs, TOC, grain size | zinc, PCBs, fluoranthene | BEHP, BBP, diemthyl phthalate, benzyl alcohol | Samples between 50 and 100 feet from the outfall contained dioxins/furans above the Lower SL. | Outfall located at the head of a slip. | 2014-02-28
L0808 | 2026 | S Myrtle St SD | 100 feet | Yes | 1 | 2 | SS2027-A | 26 feet | 2011-03-24 | SS2027-A | Metals, PCBs, SVOCs, TOC, grain size | zinc, PCBs, fluoranthene | BEHP, BBP, diemthyl phthalate, benzyl alcohol |  | Outfall located in the corner of the head of a slip. | 2014-02-28
L0809 | 2034 |  | 50 feet | Yes | 3 | 3 | SS2034-D | 38 feet | 2011-03-24 | SS2034-D, SS2034-U, LDW-SS527 | Metals, PCBs, SVOCs, TOC, grain size, dioxins/furans (LDW-SS527) | PCBs, arsenic, chrysene | benzyl alcohol | Brick debris observed around outfall; no flow observed. |  | 2014-02-28
L0810 | 2035 | S Garden St SD | 100 feet | Yes | 0 | 3 | SS2035-U | 51 feet | 2011-03-07 | SS2035-A, SS2035-U, SS2035-D | Metals, PCBs, SVOCs, TOC, grain size; dioxins/furans (SS2035-A) | PCBs, acenaphthene | fluoranthene, benzyl alcohol |  |  | 2014-02-28
L0811 | 2036 |  | 50 feet | Yes | 3 | 5 | SS2036-D | 32 feet | 2011-05-11 | SS2036-D, SS2037-D, SS2036-A | Metals, PCBs, SVOCs, TOC, grain size, dioxins/furans (SS2036-A) |  | benzyl alcohol, benzoic acid | Samples between 50 and 100 feet from the outfall contained benzyl alcohol, benzoic acid above the Upper SL. Bank soil samples within 50 feet contained PCBs, arsenic, phenol above the Lower SL, and cadmium, chromium, copper, zinc above the Upper SL. |  | 2014-02-28
L0812 | 2037 |  | 50 feet | Yes | 2 | 5 | SS-2037-D | 44 feet | 2011-03-07 | SS2037-D, SS2037-U | Metals, PCBs, SVOCs, TOC, grain size |  | benzyl alcohol, benzoic acid | Samples between 50 and 100 feet from the outfall contained benzyl alcohol, benzoic acid above the Upper SL. Bank soil samples within 50 feet contained arsenic, copper above the Lower SL, and chromium above the Upper SL. |  | 2014-02-28
L0813 | 2038 |  | 50 feet | Yes | 3 | 6 | SS2038-A | 37 feet | 2011-03-03 | SS2038-A, SS2038-D, SS2039-D | Metals, PCBs, SVOCs, TOC, grain size | PCBs | benzyl alcohol | Samples between 50 and 100 feet from the outfall contained PCBs above the Lower SL, and mercury, benzyl alcohol above the Upper SL. |  | 2014-02-28
L0814 | 2039 |  | 50 feet | Yes | 4 | 6 | SS2038-A | 29 feet | 2011-03-03 | SS2038-A, SS2038-D, SS2039-D, SS2039-A | Metals, PCBs, SVOCs, TOC, grain size | PCBs | benzyl alcohol | Samples between 50 and 100 feet from the outfall contained benzyl alcohol above the Upper SL. |  | 2014-02-28
L0815 | 2040 |  | 50 feet | Yes | 1 | 3 | SS2040-A | 24 feet | 2011-03-04 | SS2040-A | Metals, PCBs, SVOCs, TOC, grain size, dioxins/furans | None | None | Samples between 50 and 100 feet from the outfall had no exceedances. Bank soil sample within 50 feet contained arsenic above the Lower SL. |  | 2014-02-28
L0817 | 2041 |  | 50 feet | No | 0 | 0 | NA | >100 feet | NA | None | NA | NA | NA |  |  | 2014-02-28
L0901 | 2042 |  | 50 feet | No | 0 | 0 | NA | >100 feet | NA | None | NA | NA | NA | Older (pre-2000) sample collected at EST172. |  | 2014-02-28
L0902 | 5006 |  | 50 feet | Yes | 1 | 1 | SG24 | 48 feet | 2004-04-09 | SG24 | PCBs, mercury, grain size, TOC | None | None |  |  | 2014-02-28
L0903 | 5007 |  | 50 feet | No | 0 | 2 | SG-21 | 61 feet | 2012-10-30 | None | NA | NA | NA | Samples between 50 and 100 feet from the outfall contained PCBs above the Lower SL. |  | 2014-02-28
L0904 | 5008 |  | 50 feet | No | 0 | 4 | SG-18 | 77 feet | 2012-10-31 | None | NA | NA | NA | Samples between 50 and 100 feet from the outfall contained PCBs above the Lower SL. |  | 2014-02-28
L0905 | 5009 |  | 50 feet | Yes | 1 | 6 | Slip4_BD-5_CC | 48 feet | 2012-02-14 | Slip4_BD-5_CC | PCBs, TOC | None | None | Samples between 50 and 100 feet from the outfall contained PCBs, benzyl alcohol above the Lower SL. |  | 2014-02-28
L0906 | 5010 |  | 50 feet | Yes | 2 | 11 | S2-07 | 40 feet | 2010-05-05 | S2-07, SG04 | PCBs, metals, SVOCs, grain size, TOC | BBP | PCBs, BEHP | Samples between 50 and 100 feet from the outfall contained dioxins/furans, fluoranthene, dibenzo(a,h)anthracene, total cPAH, BBP above the Lower SL, and PCBs, BEHP above the Upper SL. |  | 2014-02-28
L0907 | Former Crowley Outfall |  | 50 feet | Yes | 2 | 8 | Slip4_SC-2 | 37 feet | 2012-01-30 | Slip4_SC-2, SG01 | PCBs, metals, SVOCs, TOC, grain size | PCBs | None | Samples between 50 and 100 feet from the outfall contained dioxins/furans, zinc, phenanthrene, acenaphthene, BBP above the Lower SL, and PCBs, HPAHs, total cPAH, BEHP above the Upper SL. |  | 2014-02-28
L0908 | 2046 | I-5 SD (Slip 4) | 100 feet | Yes | 2 | 8 | SG01 | 22 feet | 2004-04-07 | SG01, Slip4_SC-2, C8, S1-01, Slip4_WC-1, SG02, S1-Comp, Slip4_WC-2 | PCBs, metals, SVOCs, grain size, TOC, organotins (C8), dioxins/furans (S1-Comp) | zinc, BBP, phenanthrene, acenaphthene, dioxins/furans | PCBs, BEHP, total HPAH, total cPAH |  |  | 2014-02-28
L0909 | 2047 | Georgetown SD | 50 feet | Yes | 1 | 9 | SG01 | 22 feet | 2004-04-07 | SG01 | PCBs, mercury, grain size, TOC | PCBs | None | Samples between 50 and 100 feet from the outfall contained dioxins/furans, zinc, phenanthrene, acenaphthene, BBP above the Lower SL, and PCBs, total HPAH, total cPAH, BEHP above the Upper SL. |  | 2014-02-28
L0910 | 2048 | NBF SD | 50 feet | Yes | 3 | 9 | S1-01 | 37 feet | 2010-05-05 | S1-01, C8, SG02 | PCBs, metals, SVOCs, grain size, TOC, organotins (C8) | zinc, BBP, phenanthrene, acenaphthene | PCBs, BEHP, total HPAH, total cPAH | Samples between 50 and 100 feet from the outfall contained dioxins/furans above the Lower SL, and PCBs above the Upper SL. |  | 2014-02-28
L0911 | 2049 | KCIA SD#3/PS44 EOF | 100 feet | Yes | 0 | 9 | SG02 | 54 feet | 2004-04-07 | SG02, S1-01, C8, S1-02, S1-Comp, Slip4_SC-3, Slip4_WC-2, SG-01, Slip4_WC-1 | PCBs, metals, SVOCs, grain size, TOC, organotins (C8), dioxins/furans (S1-Comp) | zinc, BBP, phenanthrene, acenaphthene, dioxins/furans | PCBs, BEHP, total HPAH, total cPAH |  |  | 2014-02-28
L0912 | East Marginal PS EOF | East Marginal PS EOF | 100 feet | Yes | 0 | 7 | Slip4_SC-3 | 66 feet | 2012-01-30 | Slip4_SC-3, SG02, S1-02, S1-01, C8, S1-Comp | PCBs, metals, SVOCs, grain size, TOC, organotins (C8), dioxins/furans (S1-Comp) | zinc, BBP, phenanthrene, acenaphthene, dioxins/furans | PCBs, BEHP, total HPAH, total cPAH |  |  | 2014-02-28
L0913 | Emerald Services |  | 50 feet | No | 0 | 8 | Slip4_SC-5 | 57 feet | 2012-01-30 | None | NA | NA | NA | Samples between 50 and 100 feet from the outfall contained PCBs above the Upper SL. |  | 2014-02-28
L0914 | 2050 |  | 50 feet | Yes | 3 | 3 | C7-2 | 22 feet | 2004-08-26 | C7-2, Slip4_SC-5, SG08 | PCBs, metals, SVOCs, grain size, TOC, organotins (C7-2) | PCBs | None |  |  | 2014-02-28
L0915 | 2219 |  | 50 feet | No | 0 | 3 | Slip4_SC-5 | 64 feet | 2012-01-30 | None | NA | NA | NA | Samples between 50 and 100 feet from the outfall contained PCBs above the Lower SL. |  | 2014-02-28
L0916 | 2217 |  | 50 feet | No | 0 | 1 | SG13 | 77 feet | 2004-04-08 | None | NA | NA | NA | Samples between 50 and 100 feet from the outfall contained PCBs above the Lower SL. |  | 2014-02-28
L0917 | 2216 |  | 50 feet | Yes | 3 | 6 | C7-1 | 20 feet | 2004-08-26 | C7-1, IC01, Slip4_SC-6 | PCBs, metals, SVOCs, grain size, TOC, organotins (C7-1) |  | PCBs | Samples between 50 and 100 feet from the outfall contained PCBs above the Lower SL. |  | 2014-02-28
L0918 | 2051 |  | 50 feet | Yes | 3 | 6 | C7-1 | 21 feet | 2004-08-26 | C7-1, IC01, Slip4_SC-6 | PCBs, metals, SVOCs, grain size, TOC, organotins (C7-1) |  | PCBs | Samples between 50 and 100 feet from the outfall contained PCBs above the Lower SL. |  | 2014-02-28
L0919 | 2053 |  | 100 feet | Yes | 0 | 2 | SG26 | 96 feet | 2004-04-09 | SG26, SG23 | PCBs, grain size, TOC | None | None | Samples between 50 and 100 feet from the outfall had no exceedances. |  | 2014-02-28
L0920 | 2052 |  | 100 feet | Yes | 0 | 1 | SG23 | 89 feet | 2004-04-09 | SG23 | PCBs, grain size, TOC | None | None | Samples between 50 and 100 feet from the outfall had no exceedances. |  | 2014-02-28
L1001 | Boeing 1 |  | 50 feet | No | 0 | 1 | LDW-SS532 | 59 feet | 2009-12-17 | None | NA | NA | NA | Samples between 50 and 100 feet from the outfall had no exceedances. |  | 2014-02-28
L1002 | 3022 |  | 50 feet | No | 0 | 0 | NA | >100 feet | NA | None | NA | NA | NA | Older sample (pre-2000) collected at SD-DUW18. |  | 2014-02-28
L1003 | 3023 |  | 50 feet | No | 0 | 0 | NA | >100 feet | NA | None | NA | NA | NA | Older sample (pre-2000) collected at SD-DUW32. |  | 2014-02-28
L1004 | 3024 |  | 50 feet | No | 0 | 0 | NA | >100 feet | NA | None | NA | NA | NA | Older sample (pre-2000) collected at SD-DUW32. |  | 2014-02-28
L1005 | 3025 |  | 50 feet | No | 0 | 0 | NA | >100 feet | NA | None | NA | NA | NA |  |  | 2014-02-28
L1006 | Boeing 2 |  | 50 feet | No | 0 | 0 | NA | >100 feet | NA | None | NA | NA | NA |  |  | 2014-02-28
L1007 | 3026 |  | 50 feet | No | 0 | 0 | NA | >100 feet | NA | None | NA | NA | NA | Older sample (pre-2000) collected at SD-DUW21. |  | 2014-02-28
L1008 | 3027 |  | 50 feet | No | 0 | 0 | NA | >100 feet | NA | None | NA | NA | NA | Older sample (pre-2000) collected at SD-DUW21. |  | 2014-02-28
L1009 | 3028 |  | 50 feet | No | 0 | 0 | NA | >100 feet | NA | None | NA | NA | NA | Older sample (pre-2000) collected at SD-DUW22. |  | 2014-02-28
L1010 | 3030 |  | 50 feet | No | 0 | 0 | NA | >100 feet | NA | None | NA | NA | NA | Older sample (pre-2000) collected at SD-DUW54. |  | 2014-02-28
L1011 | 3031 |  | 50 feet | Yes | 1 | 1 | LDW-SS535 | 38 feet | 2009-12-17 | LDW-SS535 | dioxins/furans, grain size, TOC | None | None |  |  | 2014-02-28
L1012 | 3032 | 16th Avenue S SD | 50 feet | Yes | 1 | 1 | LDW-SS535 | 37 feet | 2009-12-17 | LDW-SS535 | dioxins/furans, grain size, TOC | None | None |  |  | 2014-02-28
L1013 | Boeing 6 |  | 50 feet | Yes | 1 | 1 | LDW-SS535 | 38 feet | 2009-12-17 | LDW-SS535 | dioxins/furans, grain size, TOC | None | None |  |  | 2014-02-28
L1014 | 3035 |  | 50 feet | No | 0 | 1 | LDW-SS535 | 96 feet | 2009-12-17 | None | NA | NA | NA | Samples between 50 and 100 feet from the outfall had no exceedances. |  | 2014-02-28
L1015 | 3034 |  | 50 feet | No | 0 | 0 | NA | >100 feet | NA | None | NA | NA | NA | Older sample (pre-2000) collected at SD-04107. |  | 2014-02-28
L1016 | 3016 |  | 50 feet | No | 0 | 0 | NA | >100 feet | NA | None | NA | NA | NA | Older samples (pre-2000) collected at SD-04107, SD-04108, SD-04109. |  | 2014-02-28
L1017 | 3015 |  | 50 feet | No | 0 | 0 | NA | >100 feet | NA | None | NA | NA | NA | Older samples (pre-2000) collected at SD-04122, SD-DUW38. |  | 2014-02-28
L1018 | 3014 |  | 50 feet | No | 0 | 0 | NA | >100 feet | NA | None | NA | NA | NA | Older samples (pre-2000) collected at SD-04102, SD-DUW39, SD-DUW38. |  | 2014-02-28
L1019 | Boeing 3 |  | 50 feet | No | 0 | 0 | NA | >100 feet | NA | None | NA | NA | NA |  |  | 2014-02-28
L1020 | 3013 |  | 50 feet | No | 0 | 0 | NA | >100 feet | NA | None | NA | NA | NA | Older samples (pre-2000) collected at SD-04111, SD-DUW41, SD-04113, SD-0411. |  | 2014-02-28
L1021 | 3012 |  | 50 feet | No | 0 | 0 | NA | >100 feet | NA | None | NA | NA | NA | Older sample (pre-2000) collected at SD-DUW42. |  | 2014-02-28
L1022 | 3011 |  | 50 feet | No | 0 | 0 | NA | >100 feet | NA | None | NA | NA | NA | Older sample (pre-2000) collected at SD-DUW44. |  | 2014-02-28
L1023 | 3010 |  | 50 feet | No | 0 | 0 | NA | >100 feet | NA | None | NA | NA | NA | Older sample (pre-2000) collected at SD-DUW26. |  | 2014-02-28
L1024 | 3008 |  | 50 feet | No | 0 | 0 | NA | >100 feet | NA | None | NA | NA | NA | Older sample (pre-2000) collected at SD-DUW26. |  | 2014-02-28
L1025 | 3009 |  | 50 feet | No | 0 | 0 | NA | >100 feet | NA | None | NA | NA | NA | Older sample (pre-2000) collected at SD-DUW26. |  | 2014-02-28
L1026 | 3007 |  | 50 feet | No | 0 | 0 | NA | >100 feet | NA | None | NA | NA | NA | Older sample (pre-2000) collected at SD-DUW46. |  | 2014-02-28
L1027 | 3006 |  | 50 feet | No | 0 | 0 | NA | >100 feet | NA | None | NA | NA | NA | Older sample (pre-2000) collected at SD-DUW46. |  | 2014-02-28
L1028 | 3005 |  | 50 feet | No | 0 | 0 | NA | >100 feet | NA | None | NA | NA | NA | Older samples (pre-2000) collected at SD-04117, SD-04116. |  | 2014-02-28
L1029 | Boeing 4 |  | 50 feet | No | 0 | 0 | NA | >100 feet | NA | None | NA | NA | NA |  |  | 2014-02-28
L1030 | 3004 |  | 50 feet | No | 0 | 0 | NA | >100 feet | NA | None | NA | NA | NA | Older sample (pre-2000) collected at SD-DUW48. |  | 2014-02-28
L1031 | 3003 |  | 50 feet | No | 0 | 0 | NA | >100 feet | NA | None | NA | NA | NA | Older samples (pre-2000) collected at SD-DUW28, SD-04409. |  | 2014-02-28
L1032 | Boeing 7 |  | 50 feet | No | 0 | 0 | NA | >100 feet | NA | None | NA | NA | NA |  |  | 2014-02-28
L1033 | 3002 |  | 50 feet | No | 0 | 1 | B8a | 60 feet | 2004-08-27 | None | NA | NA | NA | Samples between 50 and 100 feet from the outfall contained mercury above the Lower SL, and PCBs, phenol above the Upper SL. |  | 2014-02-28
L1034 | 3001 |  | 50 feet | No | 0 | 1 | B8a | 53 feet | 2004-08-27 | None | NA | NA | NA | Samples between 50 and 100 feet from the outfall contained mercury above the Lower SL, and PCBs, phenol above the Upper SL. |  | 2014-02-28
L1035 | 3000 |  | 50 feet | Yes | 1 | 1 | B8a | 48 feet | 2004-08-27 | B8a | PCBs, metals, SVOCs, grain size, TOC | mercury | PCBs, phenol |  |  | 2014-02-28
L1036 | 3017 |  | 50 feet | Yes | 1 | 1 | B8a | 43 feet | 2004-08-27 | B8a | PCBs, metals, SVOCs, grain size, TOC | mercury | PCBs, phenol |  |  | 2014-02-28
L1037 | 3018 |  | 50 feet | Yes | 1 | 1 | B8a | 43 feet | 2004-08-27 | B8a | PCBs, metals, SVOCs, grain size, TOC | mercury | PCBs, phenol |  |  | 2014-02-28
L1038 | Boeing 5 |  | 50 feet | No | 0 | 1 | B8a | 56 feet | 2004-08-27 | None | NA | NA | NA | Samples between 50 and 100 feet from the outfall contained mercury above the Lower SL, and PCBs, phenol above the Upper SL. |  | 2014-02-28
L1039 | 3019 |  | 50 feet | No | 0 | 1 | B8a | 70 feet | 2004-08-27 | None | NA | NA | NA | Samples between 50 and 100 feet from the outfall contained mercury above the Lower SL, and PCBs, phenol above the Upper SL. |  | 2014-02-28
L1040 | Boeing 8 |  | 50 feet | Yes | 1 | 1 | LDW-SS538 | 33 feet | 2009-12-17 | LDW-SS538 | dioxins/furans, grain size, TOC | None | None | Samples between 50 and 100 feet from the outfall had no exceedances. |  | 2014-02-28
L1041 | 2054 |  | 50 feet | No | 0 | 0 | NA | >100 feet | NA | None | NA | NA | NA | Older samples (pre-2000) collected at SD-SWY04, SD-SWY11. |  | 2014-02-28
L1042 | 2055 |  | 50 feet | No | 0 | 0 | NA | >100 feet | NA | None | NA | NA | NA | Older samples (pre-2000) collected at SD-SWY13, SD-SWY12. |  | 2014-02-28
L1043 | 2056 |  | 50 feet | No | 0 | 1 | SD-SWY14 | 94 feet | 2003-09-09 | None | NA | NA | NA | Samples between 50 and 100 feet from the outfall contained PCBs above the Upper SL. |  | 2014-02-28
L1044 | 2057 |  | 50 feet | No | 0 | 2 | SD-SWY14 | 79 feet | 2003-09-09 | None | NA | NA | NA | Samples between 50 and 100 feet from the outfall contained PCBs, dioxins/furans, zinc above the Upper SL. |  | 2014-02-28
L1045 | 2058 |  | 50 feet | No | 0 | 3 | SD-SWY14 | 65 feet | 2003-09-09 | None | NA | NA | NA | Samples between 50 and 100 feet from the outfall contained PCBs, dioxins/furans, zinc above the Upper SL. |  | 2014-02-28
L1046 | Boeing 9 |  | 50 feet | Yes | 1 | 4 | SD-SWY14 | 14 feet | 2003-09-09 | SD-SWY14 | PCBs, grain size, TOC |  | PCBs | Samples between 50 and 100 feet from the outfall contained x above the Lower SL, and PCBs, dioxins/furans, zinc above the Upper SL. |  | 2014-02-28
L1047 | 2059 | KCIA-Jorgensen SD | 50 feet | No | 1 | 6 | SD-SWY14 | 4 feet | 2003-09-09 | SD-SWY14 | PCBs, grain size, TOC |  | PCBs | Samples between 50 and 100 feet from the outfall contained PCBs, dioxins/furans, zinc above the Upper SL. |  | 2014-02-28
L1048 | 2071 |  | 50 feet | Yes | 6 | 12 | SD-SWY19 | 24 feet | 2003-09-12 | SD-SWY19, SD-SWY16, SD-307-S, SD-344-S, SD-341-S, SD-SWY15 | PCBs, metals, SVOCs, grain size, TOC | anthracene, total LPAH, benzo(a)pyrene, phenanthrene | PCBs, zinc, fluorene, total HPAH, benzo(a)anthracene, benzofluoranthenes, chrysene, fluoranthene, pyrene | Samples between 50 and 100 feet from the outfall contained BBP, phenol above the Lower SL, and PCBs, dioxins/furans, zinc above the Upper SL. |  | 2014-02-28
L1049 | 2070 |  | 50 feet | Yes | 5 | 14 | SD-332-S | 35 feet | 2004-08-26 | SD-332-S, SD-318-S, SD-309-S, SD-343-S, SD-310-S | PCBs, metals, SVOCs, grain size, TOC | PCBs, total LPAH, fluorene, phenanthrene, total cPAH, phenol | fluoranthene | Samples between 50 and 100 feet from the outfall contained PCBs, BBP, phenol above the Lower SL, and copper above the Upper SL. |  | 2014-02-28
L1050 | 2069 |  | 50 feet | Yes | 2 | 11 | SD-311-S | 37 feet | 2004-08-16 | SD-311-S, SD-334-S | PCBs, metals, SVOCs, grain size, TOC | total cPAH, fluoranthene, phenol | PCBs | Samples between 50 and 100 feet from the outfall contained total LPAH, fluorene, phenanthrene, total cPAH, phenol above the Lower SL, and PCBs, lead above the Upper SL. |  | 2014-02-28
L1051 | 2068 |  | 50 feet | Yes | 3 | 12 | SD-311-S | 37 feet | 2004-08-16 | SD-311-S, SD-312-S, SD-342-S | PCBs, metals, SVOCs, grain size, TOC | total LPAH, fluorene, fluoranthene, phenanthrene, total cPAH, phenol | PCBs | Samples between 50 and 100 feet from the outfall contained PCBs, lead above the Upper SL. |  | 2014-02-28
L1052 | 2067 |  | 50 feet | Yes | 2 | 9 | SD-320-S | 43 feet | 2004-08-16 | SD-320-S, SD-342-S | PCBs, metals, SVOCs, grain size, TOC |  | PCBs, lead | Samples between between 50 and 100 feet from the outfall contained zinc, total LPAH, fluorene, fluoranthene, phenanthrene, total cPAH, phenol above the Lower SL, and PCBs, chromium, lead above the Upper SL. |  | 2014-02-28
L1053 | 2066 |  | 50 feet | Yes | 1 | 9 | LDW-SS110 | 35 feet | 2005-01-25 | LDW-SS110 | PCBs, metals, SVOCs, grain size, TOC |  | PCBs, lead | Samples between 50 and 100 feet from the outfall contained zinc, chrysene, pyrene, total HPAH, total cPAH, fluorene, phenanthrene, phenol above the Lower SL, and PCBs, chromium, lead, fluoranthene above the Upper SL. |  | 2014-02-28
L1054 | 2065 |  | 50 feet | Yes | 3 | 9 | LDW-SS111 | 36 feet | 2005-01-19 | LDW-SS111, SD-313-S, SD-338-S | PCBs, metals, SVOCs, grain size, TOC | zinc, chrysene, pyrene, total HPAH, total cPAH, fluorene, phenanthrene, phenol | PCBs, chromium, lead, fluoranthene | Samples between 50 and 100 feet from the outfall contained PCBs, lead above the Upper SL. |  | 2014-02-28
L1055 | 2064 |  | 50 feet | No | 0 | 7 | SD-339-S | 51 feet | 2004-08-26 | None | NA | NA | NA | Samples between 50 and 100 feet from the outfall contained zinc, chrysene, pyrene, total HPAH, total cPAH, phenanthrene, fluorene, BBP above the Lower SL, and PCBs, chromium, lead, fluoranthene above the Upper SL. |  | 2014-02-28
L1056 | 2072 |  | 50 feet | Yes | 2 | 5 | SD-315-S | 23 feet | 2004-08-17 | SD-315-S, SD-345-S | PCBs, metals, SVOCs, grain size, TOC | PCBs, fluoranthene, total cPAH, BBP | None | Samples between 50 and 100 feet from the outfall contained PCBs above the Lower SL. |  | 2014-02-28
L1101 | 2063 |  | 50 feet | Yes | 1 | 2 | LDW-SS112 | 28 feet | 2005-01-19 | LDW-SS112 | PCBs, metals, SVOCs, grain size, TOC | PCBs, chrysene, total cPAH, BBP | arsenic, fluoranthene | Samples between 50 and 100 feet from the outfall contained PCBs above the Lower SL. |  | 2014-02-28
L1102 | 2062 | KCIA SD#2/PS78 EOF | 100 feet | Yes | 2 | 3 | LDW-SS157 | 38 feet | 2005-03-16 | LDW-SS157, LDW-SS115 | PCBs, metals, SVOCs, grain size, TOC, pesticides | PCBs, phenanthrene, benzo(a)pyrene, benzo(a)anthracene, benzofluoranthenes, chrysene, pyrene, indeno(1,2,3-cd)pyrene, total cPAH, BBP, dimethyl phthalate | cadmium, zinc, fluoranthene, total HPAH, BEHP, benzoic acid |  |  | 2014-02-28
L1103 | 2061 |  | 50 feet | Yes | 2 | 3 | LDW-SS157 | 32 feet | 2005-03-16 | LDW-SS157, LDW-SS115 | PCBs, metals, SVOCs, grain size, TOC, pesticides | PCBs, benzo(a)pyrene, benzo(a)anthracene, benzofluoranthenes, chrysene, indeno(1,2,3-cd)pyrene, phenanthrene, pyrene, total cPAH, BBP | fluoranthene, total HPAH, benzoic acid | Samples between 50 and 100 feet from the outfall contained PCBs, fluoranthene above the Lower SL. |  | 2014-02-28
L1104 | 2077 |  | 50 feet | Yes | 2 | 8 | AN-045 | 12 feet | 2008-02-11 | AN-045, AN-029 | PCBs, metals, SVOCs, grain size, TOC, dioxins/furans, pesticides | PCBs, BBP | mercury | Samples between 50 and 100 feet from the outfall contained zinc above the Lower SL, and PCBs, lead, dioxins/furans, BBP, dimethyl phthalate, benzyl alcohol, benzoic acid above the Upper SL. |  | 2014-02-28
L1201 | 2076 |  | 100 feet | Yes | 4 | 9 | AN-046 | 14 feet | 2008-02-11 | AN-046, AN-027, AN-029, LDW-SS120, AN-045, AN-028, AN-047, IAA09-100609-2, AN-025 | PCBs, metals, SVOCs, grain size, TOC, dioxins/furans, pesticides | zinc | PCBs, lead, mercury, dioxins/furans, BBP, dimethyl phthalate, benzyl alcohol, benzoic acid |  |  | 2014-02-28
L1202 | 2075 |  | 100 feet | Yes | 5 | 9 | AN-046 | 15 feet | 2008-02-11 | AN-046, AN-027, LDW-SS120, AN-029, AN-028, AN-047, AN-045, IAA09-100609-2, AN-025 | PCBs, metals, SVOCs, grain size, TOC, dioxins/furans, pesticides |  | PCBs, lead, mercury, dioxins/furans, BBP, dimethyl phthalate, benzyl alcohol, benzoic acid |  |  | 2014-02-28
L1203 | 2074 |  | 50 feet | Yes | 5 | 7 | AN-018 | 12 feet | 2006-10-24 | AN-018, LDW-SS123, AN-019, AN-020, AN-017 | PCBs, metals, SVOCs, grain size, TOC, dioxins/furans, organotins | PCBs, BBP | None | Sample between 50 and 100 feet from the outfall contained PCBs, BBP above the Lower SL. |  | 2014-02-28
L1204 | 2073 |  | 50 feet | Yes | 4 | 10 | AN-012 | 23 feet | 2006-10-24 | AN-012, AN-040, AN-013, AN-014 | PCBs, metals, SVOCs, grain size, TOC, dioxins/furans | PCBs, BBP, dimethyl phthalate | None | Samples between 50 and 100 feet from the outfall contained PCBs, total LPAH, anthracene above the Lower SL, and cadmium, lead, zinc, dioxins/furans, total HPAH, total cPAH, various PAHs, BEHP, BBP, dimethyl phthalate, 4-methylphenol above the Upper SL. |  | 2014-02-28
L1205 | Former Rhone-Poulenc |  | 50 feet | Yes | 1 | 3 | RP-19 | 19 feet | 2012-02-13 | RP-19 | PCBs, metals, SVOCs, grain size, TOC, pesticides | None | None | Samples between 50 and 100 feet from the outfall contained PCBs, dibenzo(a,h)anthracene, dimethyl phthalate above the Lower SL, and benzyl alcohol above the Upper SL. |  | 2014-02-28
L1206 | 2078 |  | 50 feet | Yes | 3 | 5 | SS2078-A | 25 feet | 2011-03-21 | SS2078-A, SS2078-U, SS2078-D | PCBs, metals, SVOCs, grain size, TOC | dimethyl phthalate | benzyl alcohol | Samples between 50 and 100 feet from the outfall contained PCBs, dibenzo(a,h)anthracene, BEHP above the Lower SL, and phenol, benzoic acid above the Upper SL. |  | 2014-02-28
L1207 | 2079 |  | 50 feet | Yes | 3 | 7 | LDW-SS128 | 24 feet | 2005-01-24 | LDW-SS128, SS2078-U, SS2078-A | PCBs, metals, SVOCs, grain size, TOC, pesticides |  | benzyl alcohol | Samples between 50 and 100 feet from the outfall contained PCBs, total HPAH, total cPAH, BEHP above the Lower SL, and various HPAHs, dimethyl phthalate, phenol, benzyl alcohol, benzoic acid above the Upper SL. |  | 2014-02-28
L1208 | 2080 | KCIA SD#1 | 100 feet | Yes | 2 | 6 | SS0280-A | 32 feet | 2011-03-21 | SS0280-A, LDW-SS127, LDW-SS128, SB-17, SB-3, TUK-04 | PCBs, metals, SVOCs, grain size, TOC, pesticides, dioxins/furans | PCBs, total HPAH, total cPAH, hexachlorobutadiene | indeno(1,2,3-cd)pyrene, dibenzo(a,h)anthracene, fluoranthene, benzo(g,h,i)perylene, dimethyl phthalate, phenol, 2,4-dimethylphenol, benzyl alcohol |  |  | 2014-02-28
L1209 | 2081 |  | 100 feet | Yes | 1 | 2 | LDW-SS129 | 27 feet | 2005-01-20 | LDW-SS129, SB-1 | PCBs, metals, SVOCs, grain size, TOC, pesticides | PCBs, chrysene, benzofluoranthenes, benzo(a)anthracene, phenanthrene, total cPAH, BEHP | ideno(1,2,3-cd)pyrene, dibenzo(a,h)anthracene, pyrene,fluoranthene, benzo(g,h,i)perylene, total HPAH |  |  | 2014-02-28
L1210 | 2082 |  | 50 feet | Yes | 2 | 3 | SS2083-A | 21 feet | 2011-03-17 | SS2083-A, SS-2082-U | PCBs, metals, SVOCs, grain size, TOC, dioxins/furans |  | benzyl alcohol | Samples between 50 and 100 feet from the outfall had no exceedances. |  | 2014-02-28
L1211 | 2083 |  | 50 feet | Yes | 1 | 3 | SS2083-A | 18 feet | 2011-03-17 | SS2083-A | PCBs, metals, SVOCs, grain size, TOC |  | benzyl alcohol | Samples between 50 and 100 feet from the outfall contained benzyl alcohol above the Upper SL. | Obstructions (bulkhead). | 2014-02-28
L1212 | 2084 |  | 50 feet | No | 0 | 0 | NA | >100 feet | NA | None | NA | NA | NA | Older sample (pre-2000) collected at R57. |  | 2014-02-28
L1301 | 2089 |  | 50 feet | Yes | 1 | 3 | SS2089-D | 47 feet | 2011-03-17 | SS2089-D | PCBs, metals, SVOCs, grain size, TOC |  | benzyl alcohol | Samples between 50 and 100 feet from the outfall contained benzyl alcohol above the Upper SL. |  | 2014-02-28
L1302 | 2088 |  | 100 feet | Yes | 1 | 1 | LDW-SS137 | 62 feet | 2005-03-09 | LDW-SS137 | PCBs, metals, SVOCs, grain size, TOC | None | None |  |  | 2014-02-28
L1303 | BDC-1 |  | 50 feet | No | 0 | 1 | LDW-SS137 | 75 feet | 2004-03-09 | None | NA | NA | NA | Samples between 50 and 100 feet from the outfall had no exceedances. |  | 2014-02-28
L1304 | 2087 |  | 100 feet | No | 0 | 0 | NA | >100 feet | NA | None | NA | NA | NA | Older samples (pre-2000) collected at R69, R66, and DR249. |  | 2014-02-28
L1305 | 2086 |  | 100 feet | Yes | 1 | 1 | LDW-SS138 | 34 feet | 2005-03-09 | LDW-SS138 | PCBs, metals, SVOCs, grain size, TOC | None | None |  |  | 2014-02-28
L1306 | 2085 |  | 100 feet | Yes | 1 | 1 | SS2085-A | 32 feet | 2011-03-17 | SS2085-A | PCBs, metals, SVOCs, grain size, TOC |  | benzyl alcohol |  |  | 2014-02-28
L1307 | 2090 |  | 100 feet | Yes | 2 | 2 | SS2090-A | 31 feet | 2011-03-17 | SS2090-A, SS2090-D | PCBs, metals, SVOCs, grain size, TOC, dioxins/furans |  | benzyl alcohol |  |  | 2014-02-28
L1308 | BDC-2 |  | 50 feet | No | 0 | 4 | SSBDC2-U | 52 feet | 2011-03-17 | None | NA | NA | NA | Samples between 50 and 100 feet from the outfall contained benzyl alcohol above the Upper SL. |  | 2014-02-28
L1309 | BDC-3 |  | 50 feet | Yes | 1 | 5 | SSBDC3-D | 41 feet | 2011-03-17 | SSBDC3-D | PCBs, metals, SVOCs, grain size, TOC |  | benzyl alcohol | Samples between 50 and 100 feet from the outfall contained benzyl alcohol above the Upper SL. |  | 2014-02-28
L1310 | BDC-4 |  | 50 feet | Yes | 1 | 2 | SSBDC4-A | 35 feet | 2011-03-17 | SSBDC4-A | PCBs, metals, SVOCs, grain size, TOC | None | None | Samples between 50 and 100 feet from the outfall had no exceedances. | Riprap/rocky substrate at upstream sampling location. | 2014-02-28
L1311 | 2091 |  | 100 feet | Yes | 1 | 2 | LDW-SS142 | 24 feet | 2005-01-24 | LDW-SS142, SS2091-U | PCBs, metals, SVOCs, grain size, TOC, dioxins/furans | PCBs | None |  | Obstructions (pilings). | 2014-02-28
L1401 | 2092 |  | 50 feet | Yes | 1 | 4 | SS2092-A | 47 feet | 2011-03-18 | SS2092-A | PCBs, metals, SVOCs, grain size, TOC |  | benzyl alcohol | Samples between 50 and 100 feet from the outfall contained PCBs, benzyl alcohol above the Upper SL. |  | 2014-02-28
L1402 | 2097 |  | 50 feet | Yes | 3 | 5 | SS2097-A | 33 feet | 2011-03-18 | SS2097-A, SS2097-D, LDW-SS143 | PCBs, metals, SVOCs, grain size, TOC, dioxins/furans |  | PCBs, benzyl alcohol | Samples between 50 and 100 feet from the outfall contained benzyl alcohol above the Upper SL. |  | 2014-02-28
L1403 | BDC-5 |  | 50 feet | No | 0 | 4 | SS2094-D | 53 feet | 2011-03-18 | None | NA | NA | NA | Samples between 50 and 100 feet from the outfall contained PCBs, benzyl alcohol above the Upper SL. |  | 2014-02-28
L1404 | 2096 |  | 50 feet | Yes | 1 | 3 | LDW-SS144 | 35 feet | 2005-03-15 | LDW-SS144 | PCBs, metals, SVOCs, grain size, TOC | PCBs | None | Samples between 50 and 100 feet from the outfall contained benzyl alcohol above the Lower SL. |  | 2014-02-28
L1405 | 2093 |  | 50 feet | Yes | 28 (12 locations) | 40 (21 locations) | 5 | 6 feet | 2002-07-09 | 5, S1, 7, NFK508, NFK507, S2, S3, 3, 4, 6, 9, SS2093-D, 2 | PCBs, metals, SVOCs, grain size, TOC | fluoranthene, total cPAH, BBP | PCBs, BEHP | Samples between 50 and 100 feet from the outfall contained PCBs, fluoranthene above the Lower SL. |  | 2014-02-28
L1406 | 2094 |  | 50 feet | Yes | 30 (15 locations) | 48 (24 locations) | 5 | 6 feet | 2002-07-09 | 5, NFK507, NFK508, S1, S2, S3, 3, 4, 6, 7, 8, 9, 11, 12, 2 | PCBs, metals, SVOCs, grain size, TOC | fluoranthene, total cPAH, BBP | PCBs, BEHP | Samples between 50 and 100 feet from the outfall contained PCBs, fluoranthene above the Lower SL. | Riprap/rocky substrate. Possible sampling on foot during low-low tide. Since the waterway is more shallow at this upstream location, a boat may not be able to access it. Upland aceess would likely be required. | 2014-02-28
L1407 | 2095 | Norfolk CSO/SD/PS17 EOF | 100 feet | Yes | 2 | 18 | 16 | 47 feet | 2002-07-09 | 15, 16 | PCBs, grain size, TOC | PCBs | None | Samples between 50 and 100 feet from the outfall contained PCBs, fluoranthene above the Lower SL. |  | 2014-02-28
L1408 | E&E-1 |  | 50 feet | No | 0 | 1 | OR-01 | 86 feet | 2008-04-30 | None | NA | NA | NA | Samples between 50 and 100 feet from the outfall had no exceedances. |  | 2014-02-28
L1409 | E&E-2 |  | 50 feet | Yes | 1 | 1 | OR-02 | 33 feet | 2008-05-01 | OR-02 | PCBs, arsenic, PAHs, TOC, grain size, dioxins/furans | None | None |  |  | 2014-02-28
L1410 | E&E-3 |  | 50 feet | No | 0 | 1 | OS-03 | 64 feet | 2008-05-05 | None | NA | NA | NA | Samples between 50 and 100 feet from the outfall contained mercury above the Upper SL. |  | 2014-02-28
L1411 | E&E-4 |  | 50 feet | No | 0 | 1 | OR-04 | 59 feet | 2008-05-05 | None | NA | NA | NA | Samples between 50 and 100 feet from the outfall had no exceedances. |  | 2014-02-28
L1412 | E&E-5 |  | 50 feet | Yes | 2 (1 location) | 7 (5 locations) | OS-05 | 8 feet | 2008-05-02 | OS-05 (2 samples) | PCBs, SVOCs | None | None | Samples between 50 and 100 feet from the outfall contained PCBs, total cPAH, dibenzo(a,h)anthracene, fluoranthene, BEHP, BBP, pentachlorophenol, hexachlorobenzene above the Lower SL, and n-nitrosodiphenylamine, 1,2,4-trichlorobenzene, hexachlorobutadiene, 1,2-dichlorobenzene, benzyl alcohol, 2,4-dimethylphenol above the Upper SL. |  | 2014-02-28
L1413 | Ryan Way SD | I-5 SD (S Ryan Way) | 100 feet | Yes | 4 (3 locations) | 7 (6 locations) | OS-05 | 37 feet | 2008-05-02 | OS-05 (2 samples), OR-06, OS-06, SSRWSD-Ab, OR-05, TUK-07 | PCBs, arsenic, PAHs, TOC, grain size, dioxins/furans | PCBs, total cPAH, dibenzo(a,h)anthracene, fluoranthene, BEHP, BBP, pentachlorophenol, hexachlorobenzene | n-nitrosodiphenylamine, 1,2,4-trichlorobenzene, hexachlorobutadiene, 1,2-dichlorobenzene, benzyl alcohol, 2,4-dimethylphenol |  |  | 2014-02-28
L1501 | 8132 |  | 50 feet | No | 0 | 0 | NA | >100 feet | NA | None | NA | NA | NA | Older sample (pre-2000) collected at DR031. |  | 2014-02-28
L1502 | 8133 |  | 50 feet | No | 0 | 0 | NA | >100 feet | NA | None | NA | NA | NA |  |  | 2014-02-28
L1503 | 8134 |  | 50 feet | No | 0 | 0 | NA | >100 feet | NA | None | NA | NA | NA |  |  | 2014-02-28
L1504 | 8135 |  | 50 feet | No | 0 | 0 | NA | >100 feet | NA | None | NA | NA | NA |  |  | 2014-02-28
L1505 | 2149 |  | 50 feet | Yes | 1 | 1 | SS2149-A | 30 feet | 2011-04-20 | SS2149-A | PCBs, metals, SVOCs, grain size, TOC | PCBs, BEHP, BBP | benzyl alcohol |  |  | 2014-02-28
L1506 | 2148 |  | 50 feet | Yes | 1 | 1 | SS2148-A | 14 feet | 2011-04-20 | SS2148-A | PCBs, metals, SVOCs, grain size, TOC | fluoranthene | None |  |  | 2014-02-28
L1507 | 2150 |  | 50 feet | Yes | 1 | 1 | SS2150-A | 38 feet | 2011-04-20 | SS2150-A | PCBs, metals, SVOCs, grain size, TOC, dioxins/furans | None | None |  |  | 2014-02-28
L1508 | 2233 | SW Dakota St SD | 50 feet | Yes | 1 | 4 | LDW-SS9 | 42 feet | 2005-03-14 | LDW-SS9 | PCBs, metals, SVOCs, grain size, TOC, pesticides | total cPAH | None | Samples between 50 and 100 feet from the outfall had no exceedances. |  | 2014-02-28
L1509 | 2232 |  | 50 feet | No | 0 | 3 | SS2232-A | 78 feet | 2011-04-20 | None | NA | NA | NA | Samples between 50 and 100 feet from the outfall had no exceedances. A bank soil sample within 50 feet had no exceedances. |  | 2014-02-28
L1510 | 2147 | SW Idaho Street SD | 100 feet | Yes | 0 | 4 | SS2147-D | 64 feet | 2011-03-14 | SS2147-D, LDW-SS14, SS2146-A, SS2144-A | PCBs, metals, SVOCs, grain size, TOC, dioxins/furans | dimethyl phthalate | None |  |  | 2014-02-28
L1511 | 2146 |  | 50 feet | No | 0 | 4 | SS2144-A | 70 feet | 2011-03-14 | None | NA | NA | NA | Samples between 50 and 100 feet from the outfall contained dimethyl phthalate above the Lower SL. | Riprap/rocky substrate. Possible sample collection on foot closer to outfall during daytime low-low tide. | 2014-02-28
L1512 | 2144 |  | 50 feet | No | 0 | 4 | SS2144-A | 58 feet | 2011-03-14 | None | NA | NA | NA | Samples between 50 and 100 feet from the outfall contained dimethyl phthalate above the Lower SL. | Riprap/rocky substrate. Possible sample collection on foot closer to outfall during daytime low-low tide. | 2014-02-28
L1513 | 2145 |  | 50 feet | No | 0 | 3 | SS2144-A | 74 feet | 2011-03-14 | None | NA | NA | NA | Samples between 50 and 100 feet from the outfall contained dimethyl phthalate above the Lower SL. |  | 2014-02-28
L1514 | 2157 |  | 50 feet | Yes | 1 | 1 | SS2157-A | 38 feet | 2011-03-24 | SS2157-A | PCBs, metals, SVOCs, grain size, TOC, dioxins/furans |  | benzyl alcohol |  | Obstructions (dock extending over and beyond outfall). | 2014-02-28
L1515 | Siphon-West CSO | Duwamish West CSO | 100 feet | Yes | 0 | 3 | SSWCSO-A | 57 feet | 2011-04-08 | SSWCSO-A, SSWCSO-U, LDW-SS19 | PCBs, metals, SVOCs, grain size, TOC | PCBs, phenanthrene | fluoranthene, benzyl alcohol |  |  | 2014-02-28
L1516 | 2226 | Herring's House Park | 50 feet | No | 0 | 0 | NA | >100 feet | NA | None | NA | NA | NA | No samples collected during 2011 SAIC study because access was not granted by Seattle City Parks Department. Older sample (pre-2000) collected at SD-17. | Property access required. | 2014-02-28
L1517 | 2141 |  | 50 feet | No | 0 | 0 | NA | >100 feet | NA | None | NA | NA | NA | No samples collected during 2011 SAIC study because access was not granted by Seattle City Parks Department. | Property access required. | 2014-02-28
L1518 | 2140 |  | 50 feet | No | 0 | 0 | NA | >100 feet | NA | None | NA | NA | NA | No samples collected during 2011 SAIC study because access was not granted by Seattle City Parks Department. | Property access required. | 2014-02-28
L1519 | 2142 |  | 50 feet | No | 0 | 0 | NA | >100 feet | NA | None | NA | NA | NA | No samples collected during 2011 SAIC study because access was not granted by Seattle City Parks Department. | Property access required. | 2014-02-28
L1520 | 2143 |  | 50 feet | No | 0 | 0 | NA | >100 feet | NA | None | NA | NA | NA | No samples collected during 2011 SAIC study because access was not granted by Seattle City Parks Department. | Property access required. | 2014-02-28
L1522 | T107 Park |  | 50 feet | No | 0 | 0 | NA | >100 feet | NA | None | NA | NA | NA |  |  | 2014-02-28
L1601 | 2139 |  | 50 feet | No | 0 | 0 | NA | >100 feet | NA | None | NA | NA | NA |  |  | 2014-02-28
L1602 | 2138 |  | 50 feet | No | 0 | 0 | NA | >100 feet | NA | None | NA | NA | NA |  | Obstructions (barges continuously docked in front of outfall with cables blocking access). Possible sample collection from research vessel if barges/tugs are not present. | 2014-02-28
L1603 | Lafarge 003 |  | 50 feet | No | 0 | 0 | NA | >100 feet | NA | None | NA | NA | NA |  |  | 2014-02-28
L1604 | Lafarge 004 |  | 50 feet | No | 0 | 0 | NA | >100 feet | NA | None | NA | NA | NA | Older samples (pre-2000) collected at DR050. |  | 2014-02-28
L1605 | Lafarge 005 |  | 50 feet | No | 0 | 0 | NA | >100 feet | NA | None | NA | NA | NA |  |  | 2014-02-28
L1606 | 5002 |  | 100 feet | Yes | 0 | 5 | SS5005-A | 66 feet | 2011-03-24 | SS5005-A, LDW-SS43, SS5003-A, SS5002-D, SS5002-A | PCBs, metals, SVOCs, grain size, TOC, dioxins/furans | PCBs, arsenic | benzyl alcohol |  |  | 2014-02-28
L1607 | 5003 |  | 100 feet | Yes | 0 | 5 | SS5005-A | 57 feet | 2011-03-24 | SS5005-A, LDW-SS43, SS5003-A, SS5002-D, SS5002-A | PCBs, metals, SVOCs, grain size, TOC, dioxins/furans | PCBs, arsenic | benzyl alcohol |  |  | 2014-02-28
L1608 | 5004 |  | 100 feet | Yes | 0 | 4 | SS5005-A | 54 feet | 2011-03-24 | SS5005-A, LDW-SS43, SS5003-A, SS5002-A | PCBs, metals, SVOCs, grain size, TOC, dioxins/furans | PCBs, arsenic | benzyl alcohol |  |  | 2014-02-28
L1701 | 5005 |  | 100 feet | Yes | 0 | 1 | SS5005-A | 72 feet | 2011-03-24 | SS5005-A | PCBs, metals, SVOCs, grain size, TOC |  | benzyl alcohol |  |  | 2014-02-28
L1702 | 2137 |  | 50 feet | No | 0 | 1 | SS5005-A | 84 feet | 2011-03-24 | None | NA | NA | NA | Samples between 50 and 100 feet from the outfall contained benzyl alcohol above the Upper SL. | Riprap/rocky substrate. | 2014-02-28
L1703 | 2136 |  | 50 feet | No | 0 | 2 | LDW-SS47 | 54 feet | 2005-03-10 | None | NA | NA | NA | Samples between 50 and 100 feet from the outfall contained PCBs, zinc, total cPAH, indeno(1,2,3-cd)pyrene, fluoranthene, BEHP above the Lower SL, and arsenic, copper above the Upper SL. | Samples not collected during 2011 SAIC study because outfall has been decommissioned. | 2014-02-28
L1704 | AML-DP2 |  | 50 feet | Yes | 1 | 2 | LDW-SS47 | 47 feet | 2005-03-10 | LDW-SS47 | PCBs, metals, SVOCs, grain size, TOC | zinc | arsenic, copper | Samples between 50 and 100 feet from the outfall contained PCBs, arsenic, zinc, total cPAH, indeno(1,2,3-cd)pyrene, fluoranthene, BEHP above the Lower SL, and copper above the Upper SL. |  | 2014-02-28
L1705 | AML-DP3 |  | 50 feet | No | 0 | 2 | LDW-SS47 | 54 feet | 2005-03-10 | None | NA | NA | NA | Samples between 50 and 100 feet from the outfall contained PCBs, zinc, total cPAH, indeno(1,2,3-cd)pyrene, fluoranthene, BEHP above the Lower SL, and arsenic, copper above the Upper SL. |  | 2014-02-28
L1706 | 2133 |  | 50 feet | Yes | 1 | 2 | LDW-SS47 | 34 feet | 2005-03-10 | LDW-SS47 | PCBs, metals, SVOCs, grain size, TOC | zinc | arsenic, copper | Samples between 50 and 100 feet from the outfall contained PCBs, arsenic, zinc, total cPAH, indeno(1,2,3-cd)pyrene, fluoranthene, BEHP above the Lower SL, and copper above the Upper SL. |  | 2014-02-28
L1707 | 2135 |  | 50 feet | Yes | 1 | 1 | LDW-SS47 | 42 feet | 2005-03-10 | LDW-SS47 | PCBs, metals, SVOCs, grain size, TOC | zinc | arsenic, copper |  |  | 2014-02-28
L1708 | 2134 |  | 50 feet | Yes | 1 | 1 | LDW-SS47 | 39 feet | 2005-03-10 | LDW-SS47 | PCBs, metals, SVOCs, grain size, TOC | zinc | arsenic, copper |  |  | 2014-02-28
L1709 | 2132 |  | 50 feet | Yes | 1 | 1 | LDW-SS47 | 35 feet | 2005-03-10 | LDW-SS47 | PCBs, metals, SVOCs, grain size, TOC | zinc | arsenic, copper |  |  | 2014-02-28
L1710 | 2131 |  | 50 feet | Yes | 1 | 1 | LDW-SS47 | 36 feet | 2005-03-10 | LDW-SS47 | PCBs, metals, SVOCs, grain size, TOC | zinc | arsenic, copper |  |  | 2014-02-28
L1711 | 2129 |  | 50 feet | Yes | 1 | 2 | LDW-SS53 | 48 feet | 2005-02-02 | LDW-SS53 | PCBs, metals, SVOCs, grain size, TOC, organotins | PCBs | None | Samples between 50 and 100 feet from the outfall contained benzyl alcohol above the Upper SL. |  | 2014-02-28
L1712 | 2130 |  | 50 feet | Yes | 2 | 5 | SED-SS-14 | 18 feet | 2012-05-29 | SED-SS-14, SED-SC-14 | PCBs, metals, SVOCs, TOC, grain size, dioxins/furans | PCBs, arsenic, zinc, dioxins/furans, pentachlorophenol | lead, chrysene, total cPAH | Samples between 50 and 100 feet from the outfall contained PCBs, zinc above the Lower SL, and arsenic, dioxins/furans above the Upper SL. |  | 2014-02-28
L1801 | 2128 |  | 50 feet | No | 0 | 4 | SED-SS-17 | 72 feet | 2012-05-23 | None | NA | NA | NA | Samples between 50 and 100 feet from the outfall contained PCBs, mercury above the Lower SL, and dioxins/furans, benzyl alcohol above the Upper SL. |  | 2014-02-28
L1802 | 2127 | SW Kenny St SD/T115 CSO | 100 feet | Yes | 1 | 3 | LDW-SS59 | 49 feet | 2005-03-14 | LDW-SS59, SED-SS-01, SED-SC-01 | PCBs, metals, SVOCs, TOC, grain size, dioxins/furans | dioxins/furans, BBP | benzyl alcohol |  |  | 2014-02-28
L1803 | 6146 |  | 50 feet | Yes | 3 | 3 | SS6146-A | 29 feet | 2011-03-21 | SS6146-A, SS6146-U, SS6146-D | PCBs, metals, SVOCs, TOC, grain size, dioxins/furans |  | benzyl alcohol |  |  | 2014-02-28
L1804 | 2220 |  | 50 feet | Yes | 1 | 1 | T115-SS05 | 19 feet | 2009-04-28 | T115-SS05 | PCBs, metals, SVOCs, TOC, grain size, dioxins/furans, pesticides, VOCs | BBP | None |  | Obstructions (bulkhead) for adjacent and downstream sampling locations. Riprap/rocky substrate at upstream sampling location. | 2014-02-28
L1805 | 2123 |  | 50 feet | Yes | 1 | 2 | T115-SS01 | 42 feet | 2009-04-28 | T115-SS01 | PCBs, metals, SVOCs, TOC, grain size, dioxins/furans, pesticides, VOCs | None | None | Samples between 50 and 100 feet from the outfall contained BEHP above the Lower SL. |  | 2014-02-28
L1806 | 2125 | Highland Park Way SW SD | 100 feet | Yes | 1 | 2 | T115-SS01 | 9 feet | 2009-04-28 | T115-SS01, LDW-SS70 | PCBs, metals, SVOCs, TOC, grain size, dioxins/furans, pesticides, VOCs | BEHP | None |  |  | 2014-02-28
L1807 | 2124 |  | 50 feet | Yes | 1 | 2 | T115-SS01 | 22 feet | 2009-04-28 | T115-SS01 | PCBs, metals, SVOCs, TOC, grain size, dioxins/furans, pesticides, VOCs | None | None | Samples between 50 and 100 feet from the outfall contained BEHP above the Lower SL. |  | 2014-02-28
L1808 | 2122 |  | 50 feet | Yes | 2 | 3 | SS2122-U | 29 feet | 2011-03-08 | SS2122-U, SS2122-D | PCBs, metals, SVOCs, TOC, grain size, dioxins/furans | fluoranthene, BBP | benzyl alcohol | Samples between 50 and 100 feet from the outfall contained benzyl alcohol above the Upper SL. | Obstruction (catwalk). | 2014-02-28
L1809 | Port-SF |  | 50 feet | Yes | 2 | 4 | SSPSF-U | 44 feet | 2011-03-07 | SSPSF-U, SSPSF-A | PCBs, metals, SVOCs, TOC, grain size, dioxins/furans | PCBs, chrysene, total LPAH | fluoranthene, pyrene, acenaphthene, phenanthrene, fluorene, dibenzofuran, benzyl alcohol | Samples between 50 and 100 feet from the outfall contained benzyl alcohol above the Upper SL. | Obstructions (bulkhead). | 2014-02-28
L1810 | 2506 | West Michigan CSO | 100 feet | Yes | 3 | 4 | LDW-SS523 | 10 feet | 2009-12-15 | LDW-SS523, SS2506-D, SS2506-A, SS2505-A | PCBs, metals, SVOCs, TOC, grain size, dioxins/furans | BBP | BEHP, benzyl alcohol |  |  | 2014-02-28
L1901 | 2505 |  | 50 feet | Yes | 1 | 3 | SS2505-A | 22 feet | 2011-03-07 | SS2505-A | PCBs, metals, SVOCs, TOC, grain size | None | None | Samples between 50 and 100 feet from the outfall contained BBP above the Lower SL, BEHP, benzyl alcohol above the Upper SL. |  | 2014-02-28
L1902 | 2512 |  | 50 feet | Yes | 2 | 4 | SS2512-A | 29 feet | 2011-03-07 | SS2512-A, SS2512-U | PCBs, metals, SVOCs, TOC, grain size | BBP | None | Samples between 50 and 100 feet from the outfall had no exceedances. |  | 2014-02-28
L1903 | 1st Ave S SD | 1st Ave S SD | 100 feet | Yes | 0 | 2 | LDW-SS331 | 57 feet | 2006-10-02 | LDW-SS331, LDW-SS332 | PCBs, metals, SVOCs, TOC, grain size | None | None |  |  | 2014-02-28
L1904 | 2507 |  | 50 feet | No | 0 | 1 | LDW-SS332 | 92 feet | 2006-10-02 | None | NA | NA | NA | Samples between 50 and 100 feet from the outfall had no exceedances. |  | 2014-02-28
L1905 | 2510 |  | 50 feet | No | 0 | 0 | NA | >100 feet | NA | None | NA | NA | NA |  |  | 2014-02-28
L2001 | 2508 |  | 50 feet | No | 0 | 0 | NA | >100 feet | NA | None | NA | NA | NA |  |  | 2014-02-28
L2002 | 2121 |  | 50 feet | No | 0 | 0 | NA | >100 feet | NA | None | NA | NA | NA |  |  | 2014-02-28
L2003 | 2509 |  | 50 feet | No | 0 | 0 | NA | >100 feet | NA | None | NA | NA | NA |  |  | 2014-02-28
L2004 | 2120 | W Seattle Reservoir Overflow | 100 feet | Yes | 1 | 4 | 2154-DSS-01 | 24 feet | 2012-12-10 | 2154-DSS-01, 2154-DSS-02, 2154-DSS-03, 2154-DSS-04 | PCBs, metals, SVOCs, TOC, pesticides | arsenic | PCBs, various HPAHs, various LPAHs, numerous other SVOCs | Samples between 50 and 100 feet from the outfall contained PCBs, cadmium, chromium, mercury, lead, zinc, various HPAHs, various LPAHs, numerous other SVOCs above the Upper SL. |  | 2014-02-28
L2005 | 2118 | 2nd Avenue S SD | 50 feet | Yes | 5 | 12 | 2154-DSS-11 | 19 feet | 2012-07-03 | 2154-DSS-11, 2154-DSS-12, 2154-DSS-10, 2154-DSS-31, 2154-DSS-3 | PCBs, metals, SVOCs, TOC, pesticides, TPH |  | PCBs, chromium, lead, mercury, zinc, various HPAHs and LPAHs, other SVOCs | Samples between 50 and 100 feet from the outfall contained PCBs, cadmium, chromium, lead, mercury, zinc, various HPAHs and LPAHs, BEHP, and other SVOCs above the Upper SL. |  | 2014-02-28
L2006 | 2117 |  | 50 feet | Yes | 2 | 5 | 2154-DSS-29 | 23 feet | 2012-07-02 | 2154-DSS-29, 254-DSS-30 | PCBs, metals, SVOCs, grain size, TOC, pesticides, TPH | PCBs | Various HPAHs and LPAHs, other SVOCs | Samples between 50 and 100 feet from the outfall contained PCBs, lead mercury, various HPAHs and LPAHs, and other SVOCs above the Upper SL. |  | 2014-02-28
L2007 | 2116 |  | 50 feet | Yes | 1 | 2 | LDW-SS526 | 17 feet | 2009-12-16 | LDW-SS526 | PCBs, arsenic, PAHs, grain size, TOC, dioxins/furans | PCBs | None | Samples between 50 and 100 feet from the outfall had no exceedances. | Riprap/rocky substrate. Possible sampling on foot during low-low tide. Upland access would be required. | 2014-02-28
L2008 | Boyer-1 |  | 50 feet | Yes | 1 | 6 | SSUNK-D | 40 feet | 2011-04-15 | SSUNK-D | PCBs, metals, SVOCs, grain size, TOC | None | None | Samples between 50 and 100 feet from the outfall contained PCBs, benzyl alcohol above the Lower SL. |  | 2014-02-28
L2009 | Boyer-2 |  | 50 feet | Yes | 2 | 4 | SS2115-U | 42 feet | 2011-04-15 | SS2115-U, SS2115-A | PCBs, metals, SVOCs, grain size, TOC, dioxins/furans | None | None | Samples between 50 and 100 feet from the outfall had no exceedances. |  | 2014-02-28
L2010 | 2115 |  | 50 feet | Yes | 2 | 4 | SS2115-U | 40 feet | 2011-04-15 | SS2115-U, SS2115-A | PCBs, metals, SVOCs, grain size, TOC, dioxins/furans | None | None | Samples between 50 and 100 feet from the outfall had no exceedances. | Riprap/rocky substrate. | 2014-02-28
L2011 | 2114 |  | 50 feet | No | 0 | 1 | WRC-SS-B3 | 82 feet | 2004-05-03 | None | NA | NA | NA | Samples between 50 and 100 feet from the outfall contained zinc above the Lower SL. | Obstructions (barges continuously docked in front of outfall). Possible sampling on foot during daytime low-low tide. Upland access would be required. | 2014-02-28
L2012 | 5th Ave S | 5th Avenue S Ditch | 50 feet | No | 0 | 0 | None | NA | NA | None | NA | NA | NA |  |  | 2014-02-28
L2101 | 2113 | S Webster St SD | 50 feet | No | 0 | 2 | LDW-SS91 | 72 feet | 2004-03-07 | None | NA | NA | NA | Samples between 50 and 100 feet from the outfall contained PCBs above the Lower SL, benzyl alcohol above the Upper SL. | Obstructions (dock and catwalk on either side). Possible sampling on foot during daytime low-low tide. Upland access would be required. | 2014-02-28
L2102 | 2112 | 7th Avenue S SD | 100 feet | Yes | 0 | 3 | SS2112-A | 51 feet | 2011-04-08 | SS2112-A, LDW-SS335, LDW-SS530 | PCBs, metals, SVOCs, grain size, TOC, dioxins/furans | PCBs, dioxins/furans, BEHP, BBP, hexachlorobenzene, total LPAH, fluorene | mercury, various HPAHs, total HPAH, total cPAH, BEHP |  |  | 2014-02-28
L2103 | 2107 | 8th Avenue CSO | 100 feet | Yes | 1 | 5 | LDW-SS97 | 40 feet | 2005-01-21 | LDW-SS97, SS2106-A, SS2108-A, SS2106-U, SS2106-A, SS2108-U | PCBs, metals, SVOCs, grain size, TOC, dioxins/furans |  | PCBs, 1,4-dichlorobenzene, benzyl alcohol |  |  | 2014-02-28
L2104 | 2106 |  | 50 feet | Yes | 3 | 6 | 22108-A | 27 feet | 2011-03-07 | SS2108-A, SS2106-U, SS2106-A | PCBs, metals, SVOCs, grain size, TOC |  | PCBs, benzyl alcohol | Samples between 50 and 100 feet from the outfall contained PCBs above the Lower SL, and 1,4-dichlorobenzene, benzyl alcohol above the Upper SL. |  | 2014-02-28
L2105 | 2108 |  | 50 feet | Yes | 4 | 4 | SS2108-A | 33 feet | 2011-03-07 | SS2108-A, SS2106-U, SS2108-U, SS2106-A | PCBs, metals, SVOCs, grain size, TOC |  | PCBs, benzyl alcohol |  |  | 2014-02-28
L2106 | 2111 |  | 50 feet | No | 0 | 1 | LDW-SS98 | 63 feet | 2005-03-15 | None | NA | NA | NA | Samples between 50 and 100 feet from the outfall had no exceedances. | Obstructions (dock, crane, and catwalk). Possible sampling on foot during daytime low-low tide. Upland access would be required. | 2014-02-28
L2107 | 2110 |  | 50 feet | No | 0 | 1 | LDW-SS98 | 53 feet | 2005-03-15 | None | NA | NA | NA | Samples between 50 and 100 feet from the outfall had no exceedances. | Obstructions (dock, crane, and catwalk). Possible sampling on foot during daytime low-low tide. Upland access would be required. | 2014-02-28
L2108 | 2109 |  | 50 feet | No | 0 | 0 | NA | >100 feet | NA | None | NA | NA | NA | Older sample (pre-2000) collected at WIT269. | Obstructions (barges continuously docked in front of outfall). Possible sampling on foot during daytime low-low tide. Upland access would be required. | 2014-02-28
L2109 | 3037 |  | 50 feet | No | 0 | 4 | SS3037-U | 65 feet | 2011-03-03 | None | NA | NA | NA | Samples between 50 and 100 feet from the outfall had no exceedances. | Riprap/rocky substrate; possible sample collection on foot during daytime low-low tide. | 2014-02-28
L2201 | 2215 | 16th Ave S Bridge (west) | 50 feet | No | 0 | 1 | LDW-SS107 | 96 feet | 2005-03-14 | None | NA | NA | NA | Samples between 50 and 100 feet from the outfall had no exceedances. |  | 2014-02-28
L2202 | South Park Marina |  | 50 feet | No | 0 | 0 | NA | >100 feet | NA | None | NA | NA | NA |  |  | 2014-02-28
L2203 | 2214 |  | 50 feet | Yes | 7 | 13 | 99-G | 9 feet | 2008-08-29 | 99-G, 98-G, SS2214-A, T117-SE-73-G, T117-SE-84-G, SS2214-D, SS2214-U | PCBs, metals, SVOCs, grain size, TOC | PCBs, phenol | 4-methylphenol, benzyl alcohol | Samples between 50 and 100 feet from the outfall contained PCBs, benzyl alcohol above the Lower SL. |  | 2014-02-28
L2204 | T117 |  | 50 feet | Yes | 5 | 15 | T117-SE-84-G | 30 feet | 2004-09-14 | T117-SE-84-G, T117-SE-08-G, SS2214-U, 99-G, 100-G | PCBs, metals, SVOCs, grain size, TOC, dioxins/furans, pesticides, organotins | PCBs, phenol | 4-methylphenol, benzyl alcohol | Samples between 50 and 100 feet from the outfall contained PCBs, benzyl alcohol above the Upper SL. |  | 2014-02-28
L2205 | 2212 |  | 50 feet | Yes | 3 | 11 | T117-SE-21-G | 17 feet | 2003-12-08 | T117-SE-21-G, C10-2, T117-SE-18-G | PCBs, metals, SVOCs, grain size, TOC, organotins |  | PCBs, phenol | Samples between 50 and 100 feet from the outfall contained fluoranthene, phenanthrene, total cPAH above the Lower SL, and PCBs, phenol above the Upper SL. |  | 2014-02-28
L2206 | 2211 |  | 50 feet | Yes | 2 | 9 | T117-SE-39-G | 10 feet | 2003-12-23 | T117-SE-39-G, T117-SE-31-G | PCBs, metals, SVOCs, TOC |  | PCBs | Samples between 50 and 100 feet from the outfall contained anthracene, 2-methylnaphthalene above the Lower SL, and PCBs, various HPAHs, various LPAHs, total cPAH above the Upper SL. |  | 2014-02-28
L2207 | 2210 |  | 50 feet | Yes | 3 | 8 | T117-SE-37-G | 24 feet | 2003-12-08 | T117-SE-37-G, LDW-SS540, T117-SE-34-G | PCBs, metals, SVOCs, grain size, TOC | anthracene, 2-methylnaphthalene | PCBs, various HPAHs, various LPAHs, total cPAH | Samples between 50 and 100 feet from the outfall contained PCBs above the Upper SL. |  | 2014-02-28
L2208 | 2209 |  | 50 feet | Yes | 3 | 8 | T117-SE-37-G | 25 feet | 2003-12-08 | T117-SE-37-G, LDW-SS540, T117-SE-34-G | PCBs, metals, SVOCs, grain size, TOC, dioxins/furans | anthracene, 2-methylnaphthalene | PCBs, various HPAHs, various LPAHs, total cPAH | Samples between 50 and 100 feet from the outfall contained PCBs above the Upper SL. |  | 2014-02-28
L2209 | 2213 |  | 50 feet | Yes | 1 | 10 | T117-SE-45-G | 34 feet | 2003-12-08 | T117-SE-45-G | PCBs, metals, SVOCs, grain size, TOC, dioxins/furans | PCBs |  | Samples between 50 and 100 feet from the outfall contained PCBs above the Upper SL. |  | 2014-02-28
L2210 | SP5 |  | 50 feet | Yes | 2 | 6 | 117-G | 47 feet | 2008-08-29 | 177-G, T117-SE-46-G | PCBs, metals, SVOCs, grain size, TOC | None | None | Samples between 50 and 100 feet from the outfall contained PCBs above the Lower SL. | Riprap/rocky substrate. Possible sampling on foot during daytime low-low tide. | 2014-02-28
L2211 | 2103 |  | 50 feet | Yes | 1 | 4 | SS2103-A | 44 feet | 2011-03-04 | SS2103-A | PCBs, metals, SVOCs, grain size, TOC | None | None | Samples between 50 and 100 feet from the outfall contained benzyl alcohol above the Upper SL. |  | 2014-02-28
L2212 | SP3 |  | 50 feet | Yes | 2 | 4 | SSSP3-A | 41 feet | 2011-03-24 | SSSP3-A, SSSP3-D | PCBs, metals, SVOCs, grain size, TOC | BBP | zinc, benzyl alcohol | Samples between 50 and 100 feet from the outfall had no exceedances. |  | 2014-02-28
L2301 | SP2 |  | 50 feet | Yes | 3 | 3 | SSSP2-A | 36 feet | 2011-03-24 | SSSP2-A, SSSP2-D, SSSP2-U | PCBs, metals, SVOCs, grain size, TOC | None | None |  |  | 2014-02-28
L2302 | 2102 |  | 50 feet | Yes | 1 | 4 | SSSP1-A | 48 feet | 2011-03-24 | SSSP1-A | PCBs, metals, SVOCs, grain size, TOC | None | None | Samples between 50 and 100 feet from the outfall contained PCBs above the Lower SL. |  | 2014-02-28
L2303 | S Director St |  | 50 feet | Yes | 2 | 2 | KC-03 | 14 feet | 2012-04-04 | KC-03, KC-02 | PCBs, metals, SVOCs, TOC | PCBs, BBP, dimethylphthalate | BEHP |  |  | 2014-02-28
L2304 | 2101 |  | 50 feet | No | 0 | 0 | None | >100 feet | NA | None | NA | NA | NA | Bank soil samples within 50 feet had no exceedances. Older sample (pre-2000) collected at R36. |  | 2014-02-28
L2305 | 2100B |  | 50 feet | No | 0 | 0 | None | >100 feet | NA | None | NA | NA | NA | Samples not collected during 2011 SAIC study because property access was not provided. | Property access needed from adjacent proepryt owner. | 2014-02-28
L2306 | 2100 | S 96th Street SD | 100 feet | No | 0 | 0 | None | >100 feet | NA | None | NA | NA | NA |  |  | 2014-02-28
L2307 | Delta Marine |  | 50 feet | No | 0 | 1 | LDW-SS133 | 83 feet | 2005-03-09 | None | NA | NA | NA | Samples within 50 to 100 feet from the outfall had no exceedances. |  | 2014-02-28
L2401 | 2205 | Hamm Creek | 50 feet | No | 0 | 1 | LDW-SS136 | 59 feet | 2005-03-15 | None | NA | NA | NA | Samples within 50 to 100 feet from the outfall had no exceedances. |  | 2014-02-28
L2402 | DuwSD#3 | DuwSD#3 | 50 feet | No | 0 | 0 | None | >100 feet | NA | None | NA | NA | NA | Bank soil samples wtihin 50 feet had no exceedances. |  | 2014-02-28
L2403 | 2099 | DuwSD#2 | 50 feet | Yes | 2 | 4 | SS2098-A | 35 feet | 2011-03-04 | SS2098-A, SS2098-U | PCBs, metals, SVOCs, grain size, TOC, dioxins/furans | None | None | Samples within 50 to 100 feet from the outfall had no exceedances. |  | 2014-02-28
L2404 | 2098 | DuwSD#1 | 50 feet | Yes | 2 | 3 | SS2099-A | 42 feet | 2011-03-03 | SS2099-A, SS2099-D | PCBs, metals, SVOCs, grain size, TOC |  | benzyl alcohol | Samples within 50 to 100 feet from the outfall had no exceedances. |  | 2014-02-28
L2405 | 2200 | W Marginal Pl S SD | 100 feet | Yes | 0 | 3 | LDW-SS141 | 58 feet | 2005-03-15 | LDW-SS141, SS2200-A, SS2200-D | PCBs, metals, SVOCs, grain size, TOC, dioxins/furans | -- | benzyl alcohol |  |  | 2014-02-28
L2406 | 2201 |  | 100 feet | No | 0 | 0 | None | >100 feet | NA | None | NA | NA | NA | Samples within distance criterion not collected during 2011 SAIC study due to access not provided by Muckleshoot Tribe. | Property access required. | 2014-02-28
L2407 | Ditch #1 |  | 50 feet | No | 0 | 1 | CHECK | CHECK | CHECK | None | NA | NA | NA | CHECK THIS: Samples within 50 to 100 feet from the outfall contained hexachlorobutadiene above the Lower SL, 2,4-dimethylphenol above the Upper SL. |  | 2014-02-28
L2408 | Ditch #2 |  | 50 feet | No | 0 | 0 | None | >100 feet | NA | None | NA | NA | NA |  |  | 2014-02-28
L2409 | 3842 |  | 100 feet | Yes | 1 | 1 | LDW-SS154 | 21 feet | 2005-03-15 | LDW-SS154 | PCBs, metals, SVOCs, grain size, TOC | None | None |  |  | 2014-02-28
L2410 | 3921 |  | 50 feet | No | 0 | 0 | None | >100 feet | NA | None | NA | NA | NA |  |  | 2014-02-28
L2411 | 2167 | W Marginal Pl SW SD | 100 feet | No | 0 | 0 | None | >100 feet | NA | None | NA | NA | NA |  |  | 2014-02-28
L0303 | FedCtrS |  | 50 feet | No | 0 | 0 | NA | >100 feet | NA | None | NA | NA | NA |  |  | 2014-02-28
L0816 | CleanScapes B |  | 50 feet | No | 0 | 0 | NA | >100 feet | NA | None | NA | NA | NA | Bank soil sample within 50 feet (BS1 at 38 feet) had no exceedances. |  | 2014-02-28
L1521 | Evergreen Trails |  | 50 feet | No | 0 | 0 | NA | >100 feet | NA | None | NA | NA | NA |  |  | 2014-02-28

## 4-SW&Solids Data (Not Updated)
Leidos ID | Outfall ID | Outfall Name | SW Samples Collected? | SW Sample Type | SW Sample Date | SW Sample Location | SW Parameters Sampled | SL Exceedances in SW | SW Notes | SW References | SD Solids Samples Collected? | SD Solids Sample Type | SD Solids Sample Dates | SD Solids Sample Locations | SD Parameters Sampled | Lower SL Exceedances | Upper SL Exceedances | SD Solids Notes | SD Solids References
L0101 | 2156 |  | No | NA | NA | NA | NA | NA | NA | NA | No | NA | NA | NA | NA | AN | NA | NA | NA
L0102 | 2151 |  | No | NA | NA | NA | NA | NA | NA | NA | No | NA | NA | NA | NA | AN | NA | NA | NA
L0103 | HRE-1 |  | No | NA | NA | NA | NA | NA | NA | NA | No | NA | NA | NA | NA | AN | NA | NA | NA
L0104 | 2154 |  | No | NA | NA | NA | NA | NA | NA | NA | No | NA | NA | NA | NA | AN | NA | NA | NA
L0201 | S Nevada St SD | S Nevada Street SD | No | NA | NA | NA | NA | NA | NA | NA | Yes | inline | 2009-01-15 | MH206 | Metals, PCBs, SVOCs, TOC, grain size | zinc, fluoranthene, BBP | None |  | SPU Source Tracing Data
L0202 | 2155 | Diagonal Avenue S CSO/SD | Yes | time-weighted composite | 1/21/2011 - 5/26/2011 | SQ1, SQ2, SQ3, SQ4 (Snoqualmie subbasin); DK1, DK2, DK3, DK4 (Dakota subbasin) | PCBs, total and dissolved metals, SVOCs, VOCs, pesticides, conventionals, PBDE | PCBs, copper, nickel | SAIC & NewFields also sampled tidal water | SAIC & NewFields 2011 (Accelerated Source Tracing Study [7750]) | Yes | sediment traps (14 locations), filtered solids, inline, RCB, CB | 2003 - 2012 | SQ1, SQ2, SQ3, SQ4 (Snoqualmie subbasin); DK1, DK2, DK3, DK4 (Dakota subbasin); ST1, ST2, ST3, ST5, ST6, ST7, 63 CB locations, 57 inline locations, 87 RCB locations (SPU) | PCBs, metals, PAHs, dioxins/furans, grain size; SVOCs, PBDE, TOC (sediment traps only) | cadmium, di-n-octyl phthalate | arsenic, copper, lead, mercury, zinc, acenaphthene, acenaphthylene, anthracene, fluorene, total LPAH, napthalene, phenanthrene, benzo(a)anthracene, benzo(a)pyrene, benzo(g,h,i)perylene, benzofluoranthenes, chrysene, dibenzo(a,h)anthracene, fluoranthene, total HPAH, indeno(1,2,3-cd)pyrene, pyrene, BEHP, BBP, diethyl phthalate, dimethyl phthalate, di-n-butyl phthalate, various chlorobenzenes and phenols, benzyl alcohol, benzoic acid, hexachlorobutadiene, n-nitrosodiphenylamine |  | SAIC & NewFields 2011 (Accelerated Source Tracing Study [7750]); SPU Source Tracing Data
L0203 | 2153 | Duwamish EOF | No | NA | NA | NA | NA | NA | Has not discharged since 1989. |  | No | NA | NA | NA | NA | NA | NA | NA | NA
L0204 | 2002 |  | No | NA | NA | NA | NA | NA | NA | NA | No | NA | NA | NA | NA | NA | NA | NA | NA
L0205 | 2225 |  | No | NA | NA | NA | NA | NA | NA | NA | Yes | CB | 2009-05-21 | CB203, CB204 | Metals, PCBs, SVOCs, TOC, grain size, TPH | BBP | BEHP |  | SPU Source Tracing Data
L0301 | 2003 |  | No | NA | NA | NA | NA | NA | NA | NA | No | NA | NA | NA | NA | NA | NA | NA | NA
L0302 | 2006 |  | No | NA | NA | NA | NA | NA | NA | NA | No | NA | NA | NA | NA | NA | NA | NA | NA
L0304 | 2005 |  | No | NA | NA | NA | NA | NA | NA | NA | No | NA | NA | NA | NA | NA | NA | NA | NA
L0305 | 2004 |  | No | NA | NA | NA | NA | NA | NA | NA | No | NA | NA | NA | NA | NA | NA | NA | NA
L0306 | 2246 |  | No | NA | NA | NA | NA | NA | NA | NA | No | NA | NA | NA | NA | NA | NA | NA | NA
L0307 | 2247 |  | No | NA | NA | NA | NA | NA | NA | NA | No | NA | NA | NA | NA | NA | NA | NA | NA
L0308 | 5000 |  | No | NA | NA | NA | NA | NA | NA | NA | No | NA | NA | NA | NA | NA | NA | NA | NA
L0309 | 2245 |  | No | NA | NA | NA | NA | NA | NA | NA | No | NA | NA | NA | NA | NA | NA | NA | NA
L0310 | 5001 |  | No | NA | NA | NA | NA | NA | NA | NA | No | NA | NA | NA | NA | NA | NA | NA | NA
L0401 | 2244 |  | No | NA | NA | NA | NA | NA | NA | NA | No | NA | NA | NA | NA | NA | NA | NA | NA
L0402 | 2223 | Brandon CSO | Yes |  | 11/6/2008, 1/7/2009, 4/2/2009, 1/4/2010 | Brandon CSO | PCBs, total and dissolved metals, SVOCs, VOCs, pesticides, conventionals | PCBs, copper, lead, mercury, nickel, zinc, benzo(a)anthracene, benzo(a)pyrene, benzofluoranthenes, chrysene, dibenzo(a,h)anthracene, indeno(1,2,3-cd)pyrene, BEHP |  | KC CSO Monitoring | Yes | NA | NA | NA | NA | NA | NA | SD solids samples in CSO basins have not been included in the Outfall Inventory at this time. | NA
L0403 | 2007 |  | No | NA | NA | NA | NA | NA | NA | NA | No | NA | NA | NA | NA | NA | NA | NA | NA
L0501 | 2008 |  | No | NA | NA | NA | NA | NA | NA | NA | No | NA | NA | NA | NA | NA | NA | NA | NA
L0502 | 2009 |  | No | NA | NA | NA | NA | NA | NA | NA | No | NA | NA | NA | NA | NA | NA | NA | NA
L0503 | 2010 |  | No | NA | NA | NA | NA | NA | NA | NA | No | NA | NA | NA | NA | NA | NA | NA | NA
L0504 | 2011 |  | No | NA | NA | NA | NA | NA | NA | NA | No | NA | NA | NA | NA | NA | NA | NA | NA
L0505 | 2013 |  | No | NA | NA | NA | NA | NA | NA | NA | No | NA | NA | NA | NA | NA | NA | NA | NA
L0506 | 2017 |  | No | NA | NA | NA | NA | NA | NA | NA | No | NA | NA | NA | NA | NA | NA | NA | NA
L0507 | 2014 |  | No | NA | NA | NA | NA | NA | NA | NA | No | NA | NA | NA | NA | NA | NA | NA | NA
L0508 | 2015 |  | No | NA | NA | NA | NA | NA | NA | NA | No | NA | NA | NA | NA | NA | NA | NA | NA
L0509 | 2016 |  | No | NA | NA | NA | NA | NA | NA | NA | No | NA | NA | NA | NA | NA | NA | NA | NA
L0601 | 2018 |  | No | NA | NA | NA | NA | NA | NA | NA | No | NA | NA | NA | NA | NA | NA | NA | NA
L0602 | GlacierNW-CBP |  | No | NA | NA | NA | NA | NA | NA | NA | No | NA | NA | NA | NA | NA | NA | NA | NA
L0603 | 2019 | Head of Slip 2 | No | NA | NA | NA | NA | NA | NA | NA | No | NA | NA | NA | NA | NA | NA | NA | NA
L0604 | GenBiodiesel |  | No | NA | NA | NA | NA | NA | NA | NA | No | NA | NA | NA | NA | NA | NA | NA | NA
L0605 | 2021 |  | No | NA | NA | NA | NA | NA | NA | NA | No | NA | NA | NA | NA | NA | NA | NA | NA
L0607 | 2022 |  | No | NA | NA | NA | NA | NA | NA | NA | No | NA | NA | NA | NA | NA | NA | NA | NA
L0608 | DuwMetalFab |  | No | NA | NA | NA | NA | NA | NA | NA | No | NA | NA | NA | NA | NA | NA | NA | NA
L0609 | 2502 | Michigan CSO | Yes |  | 9/4/2007, 9/30/2007, 12/2/2007, 8/19/2008, 11/6/2008 | Michigan CSO | PCBs, total and dissolved metals, SVOCs, conventionals | PCBs, copper, lead, mercury, nickel, zinc, benzo(a)anthracene, benzo(a)pyrene, benzofluoranthenes, chrysene, dibenzo(a,h)anthracene, indeno(1,2,3-cd)pyrene, BEHP |  | KC CSO Monitoring | No | NA | NA | NA | NA | NA | NA | NA | NA
L0610 | 2501 |  | No | NA | NA | NA | NA | NA | NA | NA | No | NA | NA | NA | NA | NA | NA | NA | NA
L0611 | 2503 | 1st Ave S Bridge SD | No | NA | NA | NA | NA | NA | NA | NA | Yes | inline | 2013-06-06 | MH264, MH265 | Metals, PCBs, SVOCs, TOC, grain size | zinc, BBP | BEHP |  | SPU Source Tracing Data
L0701 | S River St SD | S River St SD | No | NA | NA | NA | NA | NA | NA | NA | Yes | inline, CB, RCB | 2/16/2005 - 7/25/2012 | CB202, CB205, MH211, MH220, MH221, MH221, MH235, RCB192 | Metals, PCBs, SVOCs, TOC, grain size | benzofluoranthenes, dibenzo(a,h)anthracene, dimethyl phthalate, phenol | PCBs, arsenic, copper, zinc, benzo(a)anthracene, benzo(g,h,i)perylene, chrysene, fluoranthene, total HPAH, indeno(1,2,3-cd)pyrene, pyrene, BEHP, BBP, benzyl alcohol, n-nitrosodiphenylamine |  | SPU Source Tracing Data
L0702 | SCS Refd Services |  | No | NA | NA | NA | NA | NA | NA | NA | No | NA | NA | NA | NA | NA | NA | NA | NA
L0703 | 2024 |  | No | NA | NA | NA | NA | NA | NA | NA | No | NA | NA | NA | NA | NA | NA | NA | NA
L0704 | Seattle Dist Ctr |  | No | NA | NA | NA | NA | NA | NA | NA | No | NA | NA | NA | NA | NA | NA | NA | NA
L0705 | 2025 |  | No | NA | NA | NA | NA | NA | NA | NA | No | NA | NA | NA | NA | NA | NA | NA | NA
L0706 | S Brighton St SD | S Brighton St SD | No | NA | NA | NA | NA | NA | NA | NA | Yes | inline, CB, RCB | 9/12/2008 - 8/3/2012 | CB163, MH101, MH110, MH111, MH204, MH205, MH222, MH223, MH224, MH225, MH226, MH227, RCB169, RCB177, RCB178, RCB179, RCB211, RCB212 | PCBs, metals, SVOCs, grain size, TOC | acenaphthene, fluorene, total LPAH, n-nitrosodiphenylamine | PCBs, arsenic, copper, lead, mercury, zinc, anthracene, phenanthrene, benzo(a)anthracene, benzo(a)pyrene, benzo(g,h,i)perylene, benzofluoranthenes, chrysene, dibenzo(a,h)anthracene, fluoranthene, total HPAH, indeno(1,2,3-cd)pyrene, pyrene, BEHP, BBP, dimethyl pthalate, 1,2-dichlorobenzene, 1,4-dichlorobenzene, 4-methylphenol, benzoic acid, benzyl alcohol, phenol |  | SPU Source Tracing Data
L0801 | Dawn Foods |  | No | NA | NA | NA | NA | NA | NA | NA | No | NA | NA | NA | NA | NA | NA | NA | NA
L0802 | 2033 |  | No | NA | NA | NA | NA | NA | NA | NA | No | NA | NA | NA | NA | NA | NA | NA | NA
L0803 | 2032 |  | No | NA | NA | NA | NA | NA | NA | NA | No | NA | NA | NA | NA | NA | NA | NA | NA
L0804 | 2029 |  | No | NA | NA | NA | NA | NA | NA | NA | No | NA | NA | NA | NA | NA | NA | NA | NA
L0805 | 2030 |  | No | NA | NA | NA | NA | NA | NA | NA | No | NA | NA | NA | NA | NA | NA | NA | NA
L0806 | 2028 |  | No | NA | NA | NA | NA | NA | NA | NA | No | NA | NA | NA | NA | NA | NA | NA | NA
L0807 | 2027 |  | No | NA | NA | NA | NA | NA | NA | NA | No | NA | NA | NA | NA | NA | NA | NA | NA
L0808 | 2026 | S Myrtle St SD | No | NA | NA | NA | NA | NA | NA | NA | Yes | inline, CB, RCB | 9/12/2008 - 4/29/2011 | CB211, CB212, MH100B, RCB147, RCB148, RCB176, RCB180, RCB189, RCB225, RCB226, RD2 | PCBs, metals, SVOCs, grain size, TOC | phenanthrene, chrysene, pyrene, dibutyl phthalate, phenol | PCBs, copper, lead, mercury, zinc, fluorene, benzo(g,h,i)perylene, fluoranthene, BEHP, BBP, dimethyl phthalate, 4-methylphenol, benzoic acid, benzyl alcohol |  | SPU Source Tracing Data
L0809 | 2034 |  | No | NA | NA | NA | NA | NA | NA | NA | No | NA | NA | NA | NA | NA | NA | NA | NA
L0810 | 2035 | S Garden St SD | No | NA | NA | NA | NA | NA | NA | NA | Yes | inline, CB, RCB | 9/12/2008 - 5/11/2010 | CB149, CB157, CB207, MH240, RCB146, RD1 | PCBs, metals, SVOCs, grain size, TOC | anthracene, dibutyl phthalate, di-n-octyl phthalate | PCBs, arsenic, copper, lead, mercury, zinc, acenaphthene, fluorene, total LPAH, naphthalene, phenanthrene, benzo(a)anthracene, benzo(a)pyrene, benzofluoranthenes, chrysene, fluoranthene, total HPAH, pyrene, BEHP, BBP, dimethyl phthalate, 4-methylphenol, benzoic acid, phenol |  | SPU Source Tracing Data
L0811 | 2036 |  | No | NA | NA | NA | NA | NA | NA | NA | No | NA | NA | NA | NA | NA | NA | NA | NA
L0812 | 2037 |  | No | NA | NA | NA | NA | NA | NA | NA | No | NA | NA | NA | NA | NA | NA | NA | NA
L0813 | 2038 |  | No | NA | NA | NA | NA | NA | NA | NA | No | NA | NA | NA | NA | NA | NA | NA | NA
L0814 | 2039 |  | No | NA | NA | NA | NA | NA | NA | NA | No | NA | NA | NA | NA | NA | NA | NA | NA
L0815 | 2040 |  | No | NA | NA | NA | NA | NA | NA | NA | No | NA | NA | NA | NA | NA | NA | NA | NA
L0817 | 2041 |  | No | NA | NA | NA | NA | NA | NA | NA | No | NA | NA | NA | NA | NA | NA | NA | NA
L0901 | 2042 |  | No | NA | NA | NA | NA | NA | NA | NA | No | NA | NA | NA | NA | NA | NA | NA | NA
L0902 | 5006 |  | No | NA | NA | NA | NA | NA | NA | NA | No | NA | NA | NA | NA | NA | NA | NA | NA
L0903 | 5007 |  | No | NA | NA | NA | NA | NA | NA | NA | No | NA | NA | NA | NA | NA | NA | NA | NA
L0904 | 5008 |  | No | NA | NA | NA | NA | NA | NA | NA | No | NA | NA | NA | NA | NA | NA | NA | NA
L0905 | 5009 |  | No | NA | NA | NA | NA | NA | NA | NA | Yes | CB | 6/22/2004 - 7/18/2008 | CB123, CB37 | PCBs, metals, SVOCs, grain size, TOC | anthracene, benzo(a)anthracene, chrysene, BEHP | zinc, acenaphthene, fluorene, total LPAH, phenanthrene, fluoranthene, total HPAH, pyrene, BBP, dimethyl phthalate, 4-methylphenol, benzoic acid, dibenzofuran |  | SPU Source Tracing Data
L0906 | 5010 | [11 empty] | NA | NA | NA | NA | NA | NA | NA | bar: No to CB
L0907 | Former Crowley Outfall | [11 empty] | NA | NA | NA | NA | NA | NA | NA | bar: No to CB
L0908 | 2046 | I-5 SD (Slip 4) | No | NA | NA | NA | NA | NA | NA | NA | Yes | sediment trap (1 location), inline, CB, RCB | 12/22/2004 - 06/13/2013 | SL4-T6, CB45, CB87, CB88, MH277, MH32, RBC50, RCB-D071039, RCB-D071041 | PCBs, metals, SVOCs, grain size, TOC | lead, acenaphthene, anthracene | PCBs, copper, zinc, fluorene, total LPAH, phenanthrene, benzo(a)anthracene, benzo(a)pyrene, benzo(g,h,i)perylene, chrysene, dibenz(a,h)anthracene, fluoranthene, total HPAH, indeno(1,2,3-cd)pyrene, pyrene, BEHP, BBP, 4-methylphenol, benzyl alcohol, phenol | Most PAH exceedances were in 2004/2005. No PAH exceedances in samples collected since 2010. | SPU Source Tracing Data
L0909 | 2047 | Georgetown SD | No | NA | NA | NA | NA | NA | NA | NA | Yes | inline, CB, RCB | 1/25/2002 - 3/30/2007 | CB44, CB48, MH100, P1, P2, P3, P4, P5, RCB102, RCB103, RCB104, RCB105, RCB106, RCB107, RCB108, T1, T2, T3, T4, T6 | Metals, PCBs, SVOCs, TOC, grain size | acenaphthene, anthracene, naphthalene, BBP, dimethyl phthalate | PCBs, lead, mercury, zinc, acenaphthylene, fluorene, total LPAH, phenanthrene, benzo(a)anthracene, benzo(a)pyrene, benzo(g,h,i)perylene, benzofluoranthenes, chrysene, dibenz(a,h)anthracene, fluoranthene, total HPAH, indeno(1,2,3-cd)pyrene, pyrene, BEHP, 2,4-dimethylphenol, 2-methylphenol, 4-methylphenol, benzoic acid, benzyl alcohol, dibenzofuran |  | SPU Source Tracing Data
L0910 | 2048 | NBF SD | [10 empty] | NA | NA | NA | NA | NA | NA | NA | bar: No to CB
L0911 | 2049 | KCIA SD#3/PS44 EOF | Yes | Composite | 7/20/2004 - 3/29/2012 | LS431, numerous upstream locations | PCBs, total and dissolved metals, SVOCs, VOCs, TSS | cadmium, chromium, copper, lead, mercury, nickel, zinc, benzo(a)anthracene, benzo(a)pyrene, benzofluoranthenes, chrysene, dibenzo(a,h)anthracene, indeno(1,2,3-cd)pyrene, BEHP |  | NBF-GTSP Project Database | Yes | sediment traps (9 locations), inline, CB, filtered solids | 12/22/2004 - 7/24/2012 | SL4-T1, SL4-T2, SL4-T2A, SL4-T3, SL4-T3A, SL4-T4, SL4-T4A, SL4-T5, SL4-T5A, CB46, MH229A, MH363, numerous CBs and MHs at NBF | Metals, PCBs, SVOCs, TOC, grain size | arsenic, di-n-octyl phthalate | PCBs, copper, lead, mercury, zinc, acenaphthene, anthracene, fluorene, total LPAH, phenanthrene, benzo(a)anthracene, benzo(a)pyrene, benzo(g,h,i)perylene, benzofluoranthenes, chrysene, dibenzo(a,h)anthracene, fluoranthene, total HPAH, indeno(1,2,3-cd)pyrene, pyrene, BEHP, BBP, dibutyl phthalate, 2,4-dimethylphenol, 2-methylphenol, 4-methylphenol, benzoic acid, benzyl alcohol, dibenzofuran, phenol | Exceedances based on SPU data only; NBF-GTSP RI/FS database may show additional exceedances. | SPU Source Tracing Data
L0912 | East Marginal PS EOF | East Marginal PS EOF | [10 empty] | NA | NA | NA | NA | NA | NA | NA | bar: No to CB
L0913 | Emerald Services |  | No | NA | NA | NA | NA | NA | NA | NA | Yes | CB | 11/9/2005 - 5/26/2009 | CB143, CB79, CB86, S1 | Metals, PCBs, SVOCs, TOC, grain size | PCBs, zinc, total LPAH, phenanthrene, chrysene, total HPAH | anthracene, fluorene, pyrene, BEHP, BBP, 1,4-dichlorobenzene, 4-methylphenol, benzoic acid, benzyl alcohol |  | SPU Source Tracing Data
L0914 | 2050 | [11 empty] | NA | NA | NA | NA | NA | NA | NA | bar: No to CB
L0915 | 2219 | [11 empty] | NA | NA | NA | NA | NA | NA | NA | bar: No to CB
L0916 | 2217 | [11 empty] | NA | NA | NA | NA | NA | NA | NA | bar: No to CB
L0917 | 2216 | [11 empty] | NA | NA | NA | NA | NA | NA | NA | bar: No to CB
L0918 | 2051 | [11 empty] | NA | NA | NA | NA | NA | NA | NA | bar: No to CB
L0919 | 2053 | [11 empty] | NA | NA | NA | NA | NA | NA | NA | bar: No to CB
L0920 | 2052 | [11 empty] | NA | NA | NA | NA | NA | NA | NA | bar: No to CB
L1001 | Boeing 1 | [11 empty] | NA | NA | NA | NA | NA | NA | NA | bar: No to CB
L1002 | 3022 | [11 empty] | NA | NA | NA | NA | NA | NA | NA | bar: No to CB
L1003 | 3023 | [11 empty] | NA | NA | NA | NA | NA | NA | NA | bar: No to CB
L1004 | 3024 | [11 empty] | NA | NA | NA | NA | NA | NA | NA | bar: No to CB
L1005 | 3025 | [11 empty] | NA | NA | NA | NA | NA | NA | NA | bar: No to CB
L1006 | Boeing 2 | [11 empty] | NA | NA | NA | NA | NA | NA | NA | bar: No to CB
L1007 | 3026 | [11 empty] | NA | NA | NA | NA | NA | NA | NA | bar: No to CB
L1008 | 3027 | [11 empty] | NA | NA | NA | NA | NA | NA | NA | bar: No to CB
L1009 | 3028 | [11 empty] | NA | NA | NA | NA | NA | NA | NA | bar: No to CB
L1010 | 3030 | [11 empty] | NA | NA | NA | NA | NA | NA | NA | bar: No to CB
L1011 | 3031 | [11 empty] | NA | NA | NA | NA | NA | NA | NA | bar: No to CB
L1012 | 3032 | 16th Avenue S SD | No | NA | NA | NA | NA | NA | NA | NA | Yes | Inline (5 samples), RCB (1 sample) | 11/17/2008 - 4/24/2009 | MH201, MH202, MH203, MH212, MH214, RCB207 | PCBs, metals, SVOCs, grain size, TOC | PCBs, dimethyl phthalate | mercury, zinc, BEHP, BBP, 2-methylphenol, phenol, benzoic acid, benyzl alcohol |  | SPU Source Tracing Data
L1013 | Boeing 6 | [11 empty] | NA | NA | NA | NA | NA | NA | NA | bar: No to CB
L1014 | 3035 | [11 empty] | NA | NA | NA | NA | NA | NA | NA | bar: No to CB
L1015 | 3034 | [11 empty] | NA | NA | NA | NA | NA | NA | NA | bar: No to CB
L1016 | 3016 | [11 empty] | NA | NA | NA | NA | NA | NA | NA | bar: No to CB
L1017 | 3015 | [11 empty] | NA | NA | NA | NA | NA | NA | NA | bar: No to CB
L1018 | 3014 | [11 empty] | NA | NA | NA | NA | NA | NA | NA | bar: No to CB
L1019 | Boeing 3 | [11 empty] | NA | NA | NA | NA | NA | NA | NA | bar: No to CB
L1020 | 3013 | [11 empty] | NA | NA | NA | NA | NA | NA | NA | bar: No to CB
L1021 | 3012 | [11 empty] | NA | NA | NA | NA | NA | NA | NA | bar: No to CB
L1022 | 3011 | [11 empty] | NA | NA | NA | NA | NA | NA | NA | bar: No to CB
L1023 | 3010 | [11 empty] | NA | NA | NA | NA | NA | NA | NA | bar: No to CB
L1024 | 3008 | [11 empty] | NA | NA | NA | NA | NA | NA | NA | bar: No to CB
L1025 | 3009 | [11 empty] | NA | NA | NA | NA | NA | NA | NA | bar: No to CB
L1026 | 3007 | [11 empty] | NA | NA | NA | NA | NA | NA | NA | bar: No to CB
L1027 | 3006 | [11 empty] | NA | NA | NA | NA | NA | NA | NA | bar: No to CB
L1028 | 3005 | [11 empty] | NA | NA | NA | NA | NA | NA | NA | bar: No to CB
L1029 | Boeing 4 | [11 empty] | NA | NA | NA | NA | NA | NA | NA | bar: No to CB
L1030 | 3004 | [11 empty] | NA | NA | NA | NA | NA | NA | NA | bar: No to CB
L1031 | 3003 | [11 empty] | NA | NA | NA | NA | NA | NA | NA | bar: No to CB
L1032 | Boeing 7 | [11 empty] | NA | NA | NA | NA | NA | NA | NA | bar: No to CB
L1033 | 3002 | [11 empty] | NA | NA | NA | NA | NA | NA | NA | bar: No to CB
L1034 | 3001 | [11 empty] | NA | NA | NA | NA | NA | NA | NA | bar: No to CB
L1035 | 3000 | [11 empty] | NA | NA | NA | NA | NA | NA | NA | bar: No to CB
L1036 | 3017 | [11 empty] | NA | NA | NA | NA | NA | NA | NA | bar: No to CB
L1037 | 3018 | [11 empty] | NA | NA | NA | NA | NA | NA | NA | bar: No to CB
L1038 | Boeing 5 | [11 empty] | NA | NA | NA | NA | NA | NA | NA | bar: No to CB
L1039 | 3019 | [11 empty] | NA | NA | NA | NA | NA | NA | NA | bar: No to CB
L1040 | Boeing 8 | [11 empty] | NA | NA | NA | NA | NA | NA | NA | bar: No to CB
L1041 | 2054 | [11 empty] | NA | NA | NA | NA | NA | NA | NA | bar: No to CB
L1042 | 2055 | [11 empty] | NA | NA | NA | NA | NA | NA | NA | bar: No to CB
L1043 | 2056 | [11 empty] | NA | NA | NA | NA | NA | NA | NA | bar: No to CB
L1044 | 2057 | [11 empty] | NA | NA | NA | NA | NA | NA | NA | bar: No to CB
L1045 | 2058 | [11 empty] | NA | NA | NA | NA | NA | NA | NA | bar: No to CB
L1046 | Boeing 9 | [11 empty] | NA | NA | NA | NA | NA | NA | NA | bar: No to CB
L1047 | 2059 | KCIA-Jorgensen SD | No | NA | NA | NA | NA | NA | NA | NA | Yes | sediment trap (1 location) | 3/26/2009 - 12/10/2009 | KCIAJ-ST1 (prior to 2011) | PCBs, metals, SVOCs, grain size, TOC | phenanthrene, benzo(a)anthracene, chrysene, dibenzo(a,h)anthracene, total HPAH, total cPAH, indeno(1,2,3-cd)pyrene, pyrene | PCBs, fluoranthene | Outfall was abandoned and sealed in 2011. Stormwater drainage was re-routed to KCIA SD#2. | SPU Source Tracing Data
L1048 | 2071 | [11 empty] | NA | NA | NA | NA | NA | NA | NA | bar: No to CB
L1049 | 2070 | [11 empty] | NA | NA | NA | NA | NA | NA | NA | bar: No to CB
L1050 | 2069 | [11 empty] | NA | NA | NA | NA | NA | NA | NA | bar: No to CB
L1051 | 2068 | [11 empty] | NA | NA | NA | NA | NA | NA | NA | bar: No to CB
L1052 | 2067 | [11 empty] | NA | NA | NA | NA | NA | NA | NA | bar: No to CB
L1053 | 2066 | [11 empty] | NA | NA | NA | NA | NA | NA | NA | bar: No to CB
L1054 | 2065 | [11 empty] | NA | NA | NA | NA | NA | NA | NA | bar: No to CB
L1055 | 2064 | [11 empty] | NA | NA | NA | NA | NA | NA | NA | bar: No to CB
L1056 | 2072 | [11 empty] | NA | NA | NA | NA | NA | NA | NA | bar: No to CB
L1101 | 2063 | [11 empty] | NA | NA | NA | NA | NA | NA | NA | bar: No to CB
L1102 | 2062 | KCIA SD#2/PS78 EOF | Yes | Grab; composite | 3/17/2009; 1/26/2011 - 5/4/2011 | KC2062, KCIA Pump Station | PCBs, total and dissolved metals, SVOCs, conventionals, PBDE, pesticides, VOCs | copper, benzo(a)anthracene, benzo(a)pyrene, benzofluoranthenes, chrysene, dibenzo(a,h)anthracene, indeno(1,2,3-cd)pyrene |  | Dumaliang, 4/6/2009 [6492], SAIC & NewFields 2011 (Lateral Loading Study) [7189] | Yes | sediment traps, inline, CB, RCB | 2012-06-29 | KCIAJ-ST1 (after 2011), KCIA2-ST1, CB208, CB40, RCB56 | PCBs, metals, SVOCs, grain size, TOC | arsenic, mercury, anthracene | PCBs, lead, zinc, acenaphthene, fluorene, total LPAH, phenanthrene, benzo(a)anthracene, benzo(a)pyrene, benzo(g,h,i)perylene, benzofluoranthenes, chrysene, dibenzo(a,h)anthracene, fluoranthene, total HPAH, indeno(1,2,3-cd)pyrene, pyrene, BEHP, BBP, dibenzofuran, phenol, 2,4-dimethylphenol, 4-methylphenol, benzoic acid, benzyl alcohol |  | SPU Source Tracing Data
L1103 | 2061 |  | Yes | Grab | 3/14/2012, 4/20/2012 | IT-MH32 | PCBs, total metals, SVOCs, cPAHs, TPH, TSS | copper, BEHP |  | Landau April 2012 Progress Report [10203] | Yes | [5 empty] | HPAHs | Additional SD solids samples collected by Boeing have not yet been entered into the Outfall Inventory. | NA
L1104 | 2077 |  | Yes | Grab | 3/14/2012, 4/20/2012 | IT-MH80 | PCBs, total metals, SVOCs, cPAHs, TPH, TSS | None |  | Landau April 2012 Progress Report [10203] | Yes | [5 empty] | dioxins/furans, HPAHs, LPAHs | Additional SD solids samples collected by Boeing have not yet been entered into the Outfall Inventory. | NA
L1201 | 2076 | [11 empty] | NA | NA | NA | NA | NA | NA | NA | bar: No to CB
L1202 | 2075 |  | Yes | Grab | 10/15/2006 - 7/18/2007 | AN006 | PCBs, total and dissolved metals, SVOCs, TSS | copper, zinc | SD system cleaned in 2004; SW monitoring expanded in 2008. Additional data needed. | Slip 6 Data Gaps Report, Table 3 | Yes | grab | 10/16/2006 - 3/19/2007 | AN006 | PCBs, metals, SVOCs, grain size, TOC | PCBs, benzo(a)pyrene, dibenzo(a,h)anthracene | cadmium, lead, mercury, zinc, phenanthrene, fluoranthene, pyrene, benzo(a)anthracene, chrysene, indeno(1,2,3-cd)pyrene, benzo(g,h,i)perylene, benzofluoranthenes, total HPAH, BEHP, BBP, 4-methylphenol, benzoic acid | NA | Slip 6 Data Gaps Report
L1203 | 2074 | [11 empty] | NA | NA | NA | NA | NA | NA | NA | bar: No to CB
L1204 | 2073 |  | Yes | Grab | 10/15/2006 - 7/18/2007 | AN005 | PCBs, total and dissolved metals, SVOCs, TSS | PCBs, copper, zinc | SD system cleaned in 2004; SW monitoring expanded in 2008. Additional data needed. | Slip 6 Data Gaps Report, Table 3 | Yes | grab | 10/16/2006 - 3/19/2007 | AN005 | PCBs, metals, SVOCs, grain size, TOC | PCBs, zinc, pyrene, benzo(a)pyrene | lead, anthracene, fluoranthene, benzo(a)anthracene, chrysene, indeno(1,2,3-cd)pyrene, benzo(g,h,i)perylene, benzofluoranthenes, total HPAH, dimethyl phthalate, BEHP, BBP, 4-methylphenol, benzyl alchohol, benzoic acid | NA | Slip 6 Data Gaps Report
L1205 | Former Rhone-Poulenc | [11 empty] | NA | NA | NA | NA | NA | NA | NA | bar: No to CB
L1206 | 2078 | [11 empty] | NA | NA | NA | NA | NA | NA | NA | bar: No to CB
L1207 | 2079 | [11 empty] | NA | NA | NA | NA | NA | NA | NA | bar: No to CB
L1208 | 2080 | KCIA SD#1 | No | NA | NA | NA | NA | NA | NA | NA | Yes | sediment trap (1 location), CB | 9/10/2004 - 4/9/2012 | KCIA1-ST1, CB41b | PCBs, metals, SVOCs, grain size, TOC | anthracene, total LPAH | copper, zinc, acenaphthene, phenanthrene, benzo(a)anthracene, benzo(a)pyrene, benzo(g,h,i)perylene, benzofluoranthenes, chrysene, dibenz(a,h)anthracene, fluoranthene, total HPAH, indeno(1,2,3-cd)pyrene, pyrene, BEHP, BBP, 4-methylphenol, benzyl alcohol |  | SPU Source Tracing Data
L1209 | 2081 | [11 empty] | NA | NA | NA | NA | NA | NA | NA | bar: No to CB
L1210 | 2082 | [11 empty] | NA | NA | NA | NA | NA | NA | NA | bar: No to CB
L1211 | 2083 | [11 empty] | NA | NA | NA | NA | NA | NA | NA | bar: No to CB
L1212 | 2084 | [11 empty] | NA | NA | NA | NA | NA | NA | NA | bar: No to CB
L1301 | 2089 | [11 empty] | NA | NA | NA | NA | NA | NA | NA | bar: No to CB
L1302 | 2088 |  | Yes | Composite | 1/13/2011 - 5/4/2011 | BDC2088 | PCBs, total and dissolved metals, SVOCs, conventionals, PBDE, pesticides, VOCs | copper, lead, zinc, benzo(a)anthracene, benzo(a)pyrene, benzofluoranthenes, chrysene, dibenzo(a,h)anthracene, indeno(1,2,3-cd)pyrene | PCBs detected in oil/water seperator samples collected in 2002. | SAIC & NewFields 2011 (Lateral Loading Study) [7189] | Yes | sediment trap, filtered solids | 2/12/2011 - 5/5/2011 | BDC2088 | PCBs, metals, SVOCs, grain size, TOC, dioxins/furans | PCBs, dioxins/furans, 2-methylnaphthalene, anthracene, di-n-octyl phthalate | zinc, acenaphthene, benzo(a)anthracene, benzo(a)pyrene, benzo(g,h,i)perylene, benzofluoranthenes, chrysene, dibenzo(a,h)anthracene, fluoranthene, fluorene, indeno(1,2,3-cd)pyrene, naphthalene, phenanthrene, pyrene, total cPAH, total HPAH, BEHP, benzoic acid, benzyl alcohol, dibenzofuran, phenol |  | SAIC & NewFields 2011 (Lateral Loading Study)
L1303 | BDC-1 | [11 empty] | NA | NA | NA | NA | NA | NA | NA | bar: No to CB
L1304 | 2087 | [11 empty] | NA | NA | NA | NA | NA | NA | NA | bar: No to CB
L1305 | 2086 | [11 empty] | NA | NA | NA | NA | NA | NA | NA | bar: No to CB
L1306 | 2085 | [11 empty] | NA | NA | NA | NA | NA | NA | NA | bar: No to CB
L1307 | 2090 | [11 empty] | NA | NA | NA | NA | NA | NA | NA | bar: No to CB
L1308 | BDC-2 | [11 empty] | NA | NA | NA | NA | NA | NA | NA | bar: No to CB
L1309 | BDC-3 | [11 empty] | NA | NA | NA | NA | NA | NA | NA | bar: No to CB
L1310 | BDC-4 | [11 empty] | NA | NA | NA | NA | NA | NA | NA | bar: No to CB
L1311 | 2091 | [11 empty] | NA | NA | NA | NA | NA | NA | NA | bar: No to CB
L1401 | 2092 | [11 empty] | NA | NA | NA | NA | NA | NA | NA | bar: No to CB
L1402 | 2097 | [11 empty] | NA | NA | NA | NA | NA | NA | NA | bar: No to CB
L1403 | BDC-5 | [11 empty] | NA | NA | NA | NA | NA | NA | NA | bar: No to CB
L1404 | 2096 | [11 empty] | NA | NA | NA | NA | NA | NA | NA | bar: No to CB
L1405 | 2093 |  | No | NA | NA | NA | NA | NA | NA | NA | Yes | sediment trap, filtered solids | 10/5/2010 - 8/28/2012 | MH2, MH3, SSS | PCBs, TOC | -- | PCBs |  | BDC Annual Sampling Reports
L1406 | 2094 |  | NA: 2002; NA: PCBs detected in oil/water seperator samples collected in 2002.; Yes: No; CB: NA | NA | NA | NA | NA | NA | NA | NA
L1407 | 2095 | Norfolk CSO/SD/PS17 EOF | Yes | Composite | 1/21/2011 - 4/27/2011 (SAIC & NewFields), 10/22/2009 - 9/15/2010 (SPU) | NF2095; I1 | PCBs, total and dissolved metals, SVOCs, conventionals, PBDE, pesticides, VOCs, TPH | copper, lead, mercury, zinc, benzo(a)anthracene, benzo(a)pyrene, benzofluoranthenes, chrysene, dibenzo(a,h)anthracene, indeno(1,2,3-cd)pyrene, BEHP | PCBs detected in oil/water seperator samples collected in 2002. | SAIC & NewFields 2011 (Lateral Loading Study) [7189]; SPU 2011 (NPDES Phase 1 Permit Monitoring Report) | Yes | sediment traps (5 locations), inline, CB, RCB | 10/1/2003 - 5/28/2013 | 5 sediment traps (NST1, NST2, NST3, NST4, NST5), CB210, CB213, CB72, CB77, CB78, CB82, CB84, MH1, MH3, MH4, MH5, MH6, MH7, Norfolk20, Norfolk21, RCB116, RCB118, RCB119, RCB120, RCB124, RCB130, RCB231, RCB264, RCB265, RCB266, RCB281, RCB32 | PCBs, metals, SVOCs, grain size, TOC | PCBs, dibutyl phthalate, di-n-octyl phthalate | zinc, acenaphthene, anthracene, fluorene, total LPAH, naphthalene, phenanthrene, benzo(a)anthracene, benzo(a)pyrene, benzo(g,h,i)perylene, benzofluoranthenes, chrysene, dibenz(a,h)anthracene, fluoranthene, total HPAH, indeno(1,2,3-cd)pyrene, pyrene, BEHP, BBP, dimethyl phthalate, 1,4-dichlorobenzene, 2-methylphenol, 4-methylphenol, benzoic acid, benzyl alcohol, dibenzofuran, n-nitrosodiphenylamine, phenol | Exceedances based on SPU data only; SAIC & NewFields 2011 may identify additional exceedances. Arsenic, copper, mercury exceeded the Upper SL in 2003 samples only. | SPU Source Tracing Data
L1408 | E&E-1 | [11 empty] | NA | NA | NA | NA | NA | NA | NA | bar: No to CB
L1409 | E&E-2 | [11 empty] | NA | NA | NA | NA | NA | NA | NA | bar: No to CB
L1410 | E&E-3 | [11 empty] | NA | NA | NA | NA | NA | NA | NA | bar: No to CB
L1411 | E&E-4 | [11 empty] | NA | NA | NA | NA | NA | NA | NA | bar: No to CB
L1412 | E&E-5 | [11 empty] | NA | NA | NA | NA | NA | NA | NA | bar: No to CB
L1413 | Ryan Way SD | I-5 SD (S Ryan Way) | No | NA | NA | NA | NA | NA | NA | NA | Yes | inline, RCB | 1/4/2008 - 11/2/2011 | MH116, MH215, RCB121, RCB122, RCB123 | PCBs, metals, SVOCs, grain size, TOC | PCBs, BBP | BEHP |  | SPU Source Tracing Data
L1501 | 8132 | [11 empty] | NA | NA | NA | NA | NA | NA | NA | bar: No to CB
L1502 | 8133 | [11 empty] | NA | NA | NA | NA | NA | NA | NA | bar: No to CB
L1503 | 8134 | [11 empty] | NA | NA | NA | NA | NA | NA | NA | bar: No to CB
L1504 | 8135 | [11 empty] | NA | NA | NA | NA | NA | NA | NA | bar: No to CB
L1505 | 2149 | [11 empty] | NA | NA | NA | NA | NA | NA | NA | bar: No to CB
L1506 | 2148 | [11 empty] | NA | NA | NA | NA | NA | NA | NA | bar: No to CB
L1507 | 2150 | [11 empty] | NA | NA | NA | NA | NA | NA | NA | bar: No to CB
L1508 | 2233 | SW Dakota St SD | No | NA | NA | NA | NA | NA | NA | NA | Yes | inline, CB, RCB | 2/4/2005 - 4/16/2010 | CB41c, CB49, CB50, CB51, CB52, RCB185, RCB200a, RCB43 | PCBs, metals, SVOCs, grain size, TOC | PCBs, chrysene, diethyl phthalate, dibutyl phthalate | zinc, BEHP, BBP, dimethyl phthalate, benzoic acid, benzyl alcohol |  | SPU Source Tracing Data
L1509 | 2232 | bar: No to NA
L1510 | 2147 | SW Idaho Street SD | No | NA | NA | NA | NA | NA | NA | NA | Yes | sediment traps (3 locations), inline, RCB | 9/5/2008 - 4/25/2013 | ID-ST1, ID-ST2, ID-ST3, MH237, MH238, MH242, RCB158, RCB219, RCB220, RCB230, RCB259 | PCBs, metals, SVOCs, grain size, TOC | PCBs, total LPAH, phenol | zinc, phenanthrene, benzo(a)anthracene, benzo(a)pyrene, benzo(g,h,i)perylene, benzofluoranthenes, chrysene, dibenz(a,h)anthracene, fluoranthene, total HPAH, indeno(1,2,3-cd)pyrene, pyrene, BEHP, BBP, 4-methylphenol, benzoic acid, benzyl alcohol, hexachlorobenzene |  | SPU Source Tracing Data
L1511 | 2146 | [11 empty] | NA | NA | NA | NA | NA | NA | NA | bar: No to CB
L1512 | 2144 | [11 empty] | NA | NA | NA | NA | NA | NA | NA | bar: No to CB
L1513 | 2145 | [11 empty] | NA | NA | NA | NA | NA | NA | NA | bar: No to CB
L1514 | 2157 | [11 empty] | NA | NA | NA | NA | NA | NA | NA | bar: No to CB
L1515 | Siphon-West CSO | Duwamish West CSO | Yes |  | 9/30/2007, 12/2/2007, 4/2/2009, 5/5/2009 | Duwamish Siphon Forebay | PCBs, total and dissolved metals, SVOCs, conventionals | PCBs, copper, lead, mercury, nickel, zinc, benzo(a)anthracene, benzo(a)pyrene, benzofluoranthenes, chrysene, dibenzo(a,h)anthracene, indeno(1,2,3-cd)pyrene, BEHP |  | KC CSO Monitoring | No | NA | NA | NA | NA | NA | NA | NA | NA
L1516 | 2226 | Herring's House Park | [10 empty] | NA | NA | NA | NA | NA | NA | NA | bar: No to CB
L1517 | 2141 | [11 empty] | NA | NA | NA | NA | NA | NA | NA | bar: No to CB
L1518 | 2140 | [11 empty] | NA | NA | NA | NA | NA | NA | NA | bar: No to CB
L1519 | 2142 | [11 empty] | NA | NA | NA | NA | NA | NA | NA | bar: No to CB
L1520 | 2143 | [11 empty] | NA | NA | NA | NA | NA | NA | NA | bar: No to CB
L1522 | T107 Park | [11 empty] | NA | NA | NA | NA | NA | NA | NA | bar: No to CB
L1601 | 2139 | [11 empty] | NA | NA | NA | NA | NA | NA | NA | bar: No to CB
L1602 | 2138 | [11 empty] | NA | NA | NA | NA | NA | NA | NA | bar: No to CB
L1603 | Lafarge 003 | [11 empty] | NA | NA | NA | NA | NA | NA | NA | bar: No to CB
L1604 | Lafarge 004 |  | No | NA | NA | NA | NA | NA | NA | NA | Yes | CB | 2007-02-21 | CB101 | PCBs, metals, SVOCs, grain size, TOC | -- | benzyl alcohol, phenol | Identified by SPU as draining to Private SD-1 | SPU Source Tracing Data
L1605 | Lafarge 005 | [11 empty] | NA | NA | NA | NA | NA | NA | NA | bar: No to CB
L1606 | 5002 | [11 empty] | NA | NA | NA | NA | NA | NA | NA | bar: No to CB
L1607 | 5003 |  | No | NA | NA | NA | NA | NA | NA | NA | Yes | CB | 5/5/2006 - 8/3/2012 | CB90, CB93, CB94, CB95, CB96, CB97, CB98, CB142 | PCBs, metals, SVOCs, grain size, TOC | acenaphthene, anthracene, total LPAH | PCBs, arsenic, copper, lead, mercury, zinc, phenanthrene, benzo(a)anthracene, benzo(a)pyrene, benzo(g,h,i)perylene, benzofluoranthenes, chrysene, dibenzo(a,h)anthracene, fluoranthene, total HPAH, indeno(1,2,3-cd)pyrene, pyrene, BEHP, BBP, dimethyl phthalate, 2,4-dimethylphenol, 2-methylphenol, 4-methylphenol, benzoic acid, benzyl alcohol, phenol | SPU identifies these samples as discharging to the combined sewer; however, based on the map provided in Chemithon's SWPPP, this area appears to discharge to Outfall 5003 (Lafarge #007). SPU identifies CB142 as discharging to Private SD-2. | SPU Source Tracing Data
L1608 | 5004 |  | No | NA | NA | NA | NA | NA | NA | NA | Yes | CB | 2007-02-21 | CB102, CB103, CB104 | PCBs, metals, SVOCs, grain size, TOC | PCBs, phenanthrene, benzo(a)anthracene, chrysene, total HPAH, indeno(1,2,3-cd)pyrene, BBP | copper, zinc, fluoranthene, BEHP, benzyl alcohol, phenol | Identified by SPU as draining to Private SD-1 | SPU Source Tracing Data
L1701 | 5005 | [11 empty] | NA | NA | NA | NA | NA | NA | NA | bar: No to CB
L1702 | 2137 | [11 empty] | NA | NA | NA | NA | NA | NA | NA | bar: No to CB
L1703 | 2136 | [11 empty] | NA | NA | NA | NA | NA | NA | NA | bar: No to CB
L1704 | AML-DP2 | [11 empty] | NA | NA | NA | NA | NA | NA | NA | bar: No to CB
L1705 | AML-DP3 | [11 empty] | NA | NA | NA | NA | NA | NA | NA | bar: No to CB
L1706 | 2133 | [11 empty] | NA | NA | NA | NA | NA | NA | NA | bar: No to CB
L1707 | 2135 | [11 empty] | NA | NA | NA | NA | NA | NA | NA | bar: No to CB
L1708 | 2134 | [11 empty] | NA | NA | NA | NA | NA | NA | NA | bar: No to CB
L1709 | 2132 | [11 empty] | NA | NA | NA | NA | NA | NA | NA | bar: No to CB
L1710 | 2131 | [11 empty] | NA | NA | NA | NA | NA | NA | NA | bar: No to CB
L1711 | 2129 | [11 empty] | NA | NA | NA | NA | NA | NA | NA | bar: No to CB
L1712 | 2130 |  | Yes | Grab | 10/30/2012 - 4/8/2013 | STW-01 | PCBs, total and dissolved metals, SVOCs, VOCs, dioxins/furans, TPH, TSS | copper, benzo(a)anthracene, benzo(a)pyrene, benzofluoranthenes, chrysene, dibenzo(a,h)anthracene, indeno(1,2,3-cd)pyrene |  |  | No | NA | NA | NA | NA | NA | NA | NA | NA
L1801 | 2128 |  | No | NA | NA | NA | NA | NA | NA | NA | Yes | inline | 2011-09-12 | CB165 | Metals, PCBs, SVOCs, TOC, grain size | PCBs, benzo(a)anthracene, benzo(g,h,i)perylene, chrysene, di-n-octyl phthalate | copper, zinc, fluoranthene, BEHP, BBP | Identified by SPU as discharging to Port T115_2 | SPU Source Tracing Data
L1802 | 2127 | SW Kenny St SD/T115 CSO | No | NA | NA | NA | NA | NA | NA | NA | Yes | sediment traps, inline, RCB | 3/26/2006 - 4/25/2013 | KN-ST1, RCB52, RCB53, RCB54, RCB55 | Metals, PCBs, SVOCs, TOC, grain size | PCBs, arsenic, zinc, anthracene, phenanthrene, benzo(a)pyrene, diethyl phthalate, 1,4-dichlorobenzene | benzo(a)anthracene, benzo(g,h,i)perylene, benzofluoranthenes, chrysene, dibenzo(a,h)anthracene, fluoranthene, total HPAH, indeno(1,2,3-cd)pyrene, pyrene, BEHP, BBP, benzyl alcohol, n-nitrosodiphenylamine, pentachlorophenol, phenol |  | SPU Source Tracing Data
L1803 | 6146 | [11 empty] | NA | NA | NA | NA | NA | NA | NA | bar: No to CB
L1804 | 2220 |  | Yes | Composite | 1/21/2011 - 4/27/2011 | PS2220 | PCBs, total and dissolved metals, SVOCs, conventionals, PBDE, pesticides, VOCs | copper, lead, nickel, zinc, benzo(a)anthracene, benzo(a)pyrene, benzofluoranthenes, chrysene, dibenzo(a,h)anthracene, indeno(1,2,3-cd)pyrene |  | SAIC & NewFields 2011 (Lateral Loading Study) [7189] | Yes | CB | 2006-05-31 | CB91 | Metals, PCBs, SVOCs, TOC, grain size | -- | copper, zinc, acenaphthene, anthracene, fluorene, total LPAH, naphthalene, phenanthrene, benzo(a)anthracene, benzo(a)pyrene, benzo(g,h,i)perylene, benzofluoranthenes, chrysene, fluoranthene, total HPAH, indeno(1,2,3-cd)pyrene, pyrene, dibenzofuran | Identified by SPU as discharging to Port T115_1 | SPU Source Tracing Data
L1805 | 2123 | [11 empty] | NA | NA | NA | NA | NA | NA | NA | bar: No to CB
L1806 | 2125 | Highland Park Way SW SD | No | NA | NA | NA | NA | NA | NA | NA | Yes | sediment traps (2 locations), inline, RCB | 9/10/2008 - 4/23/2013 | HP-ST4, HP-ST6, MH248, RCB260, RCB261 | Metals, PCBs, SVOCs, TOC, grain size | PCBs, zinc, BBP, dimethyl phthalate | copper, BEHP, 4-methylphenol, phenol, benzoic acid, benzyl alcohol |  | SPU Source Tracing Data
L1807 | 2124 | [11 empty] | NA | NA | NA | NA | NA | NA | NA | bar: No to CB
L1808 | 2122 | [11 empty] | NA | NA | NA | NA | NA | NA | NA | bar: No to CB
L1809 | Port-SF | [11 empty] | NA | NA | NA | NA | NA | NA | NA | bar: No to CB
L1810 | 2506 | West Michigan CSO | Yes |  | 4/12/2009, 10/29/2009 | West Michigan CSO | PCBs, total and dissolved metals, SVOCs, conventionals | copper, lead, mercury, zinc, benzo(a)anthracene, BEHP |  | KC CSO Monitoring Report | No | NA | NA | NA | NA | NA | NA | NA | NA
L1901 | 2505 | [11 empty] | NA | NA | NA | NA | NA | NA | NA | bar: No to CB
L1902 | 2512 | [11 empty] | NA | NA | NA | NA | NA | NA | NA | bar: No to CB
L1903 | 1st Ave S SD | 1st Ave S SD | No | NA | NA | NA | NA | NA | NA | NA | Yes | sediment traps (5 locations), inline, RCB, CB | 9/5/2008 - 4/23/2013 | 1st-ST1, 1st-ST2, 1st-ST3, 1st-ST5, 1st-ST7, CB150, CB156, CB158, MH112, MH216, MH218, RCB152, RCB262 | Metals, PCBs, SVOCs, TOC, grain size | zinc, acenaphthene, phenanthrene, chrysene, BBP | PCBs, fluoranthene, BEHP, 4-methylphenol, benzoic acid, benzyl alcohol |  | SPU Source Tracing Data
L1904 | 2507 | [11 empty] | NA | NA | NA | NA | NA | NA | NA | bar: No to CB
L1905 | 2510 | [11 empty] | NA | NA | NA | NA | NA | NA | NA | bar: No to CB
L2001 | 2508 | [11 empty] | NA | NA | NA | NA | NA | NA | NA | bar: No to CB
L2002 | 2121 | [11 empty] | NA | NA | NA | NA | NA | NA | NA | bar: No to CB
L2003 | 2509 | [11 empty] | NA | NA | NA | NA | NA | NA | NA | bar: No to CB
L2004 | 2120 | [11 empty] | NA | NA | NA | NA | NA | NA | NA | bar: No to CB
L2005 | 2118 | 2nd Avenue S SD | No | NA | NA | NA | NA | NA | NA | NA | Yes | inline, RCB, CB | 4/13/2005 - 6/6/2013 | CB108, CB116, CB169, MH241, RCB109, RCB110, RCB128, RCB139, RCB175, RCB190, RCB200b, RCB201, RCB202, RCB203, RCB44, RCB45 | Metals, PCBs, SVOCs, TOC, grain size | anthracene, total LPAH, phenanthrene, chrysene, pyrene, di-n-octyl phthalate | PCBs, copper, lead, mercury, zinc, acenaphthene, fluorene, fluoranthene, BEHP, BBP, dimethyl phthalate, dibutyl phthalate, 1,2,4-trichlorobenzene, 1,4-dichlorobenzene, 2,4-dimethylphenol, 2-methylphenol, 4-methylphenol, benzoic acid, benzyl alcohol, hexachlorobenzene, hexachlorobutadiene, n-nitrosodiphenylamine, phenol |  | SPU Source Tracing Data
L2006 | 2117 | [11 empty] | NA | NA | NA | NA | NA | NA | NA | bar: No to CB
L2007 | 2116 | [11 empty] | NA | NA | NA | NA | NA | NA | NA | bar: No to CB
L2008 | Boyer-1 | [11 empty] | NA | NA | NA | NA | NA | NA | NA | bar: No to CB
L2009 | Boyer-2 | [11 empty] | NA | NA | NA | NA | NA | NA | NA | bar: No to CB
L2010 | 2115 | [11 empty] | NA | NA | NA | NA | NA | NA | NA | bar: No to CB
L2011 | 2114 | [11 empty] | NA | NA | NA | NA | NA | NA | NA | bar: No to CB
L2012 | 5th Ave S | 5th Avenue S Ditch | [10 empty] | NA | NA | NA | NA | NA | NA | NA | bar: No to CB
L2101 | 2113 | S Webster St SD | [10 empty] | NA | NA | NA | NA | NA | NA | NA | bar: No to CB
L2102 | 2112 | 7th Avenue S SD | Yes | grab | 2012-01-24 | SD-IndMetals-Plant1-PL | PCBs | PCBs |  | Wright 2012 (Ecology WQ Sampling) | Yes | sediment traps (3 locations), inline, RCB, CB | 4/13/2005 - 6/6/2013 | 7th-ST1, 7th-ST2, 7th-ST3, CB154, ECPILOT, MH20, MH21B, MH22, MH228, MH229, MH230, RCB129, RCB131, RCB132, RCB137, RCB157, RCB165, RCB170, RCB195, RCB198, RCB214, RCB227, RCB228, RCB240, RCB263, RCB290, RCB291, RCB292, RCB350 | Metals, PCBs, SVOCs, TOC, grain size | lead, mercury | PCBs, copper, zinc, acenaphthene, anthracene, fluorene, total LPAH, phenanthrene, benzo(a)anthracene, benzo(a)pyrene, benzo(g,h,i)perylene, benzofluoranthenes, chrysene, dibenzo(a,h)anthracene, fluoranthene, total HPAH, indeno(1,2,3-cd)pyrene, pyrene, BEHP, BBP, dimethyl phthalate, 2-methylphenol, 4-methylphenol, benzoic acid, benzyl alcohol, dibenzofuran, n-nitrosodiphenylamine, phenol |  | SPU Source Tracing Data
L2103 | 2107 | 8th Avenue CSO | No | NA | NA | NA | NA | NA | NA | NA | Yes | RCB | 10/12/2011 - 2/14/2013 | RCB197, RCB276, RCB277, RCB278, RCB279, RCB280 | Metals, PCBs, SVOCs, TOC, grain size | lead, benzo(a)pyrene, chrysene, dibenzo(a,h)anthracene, di-n-octyl phthalate, phenol | PCBs, copper, mercury, zinc, benzo(a)anthracene, benzo(g,h,i)perylene, benzofluoranthenes, fluoranthene, total HPAH, indeno(1,2,3-cd)pyrene, pyrene, BEHP, BBP, dimethyl phthalate, 4-methylphenol, benzoic acid, benzyl alcohol |  | SPU Source Tracing Data
L2104 | 2106 | [11 empty] | NA | NA | NA | NA | NA | NA | NA | bar: No to RCB
L2105 | 2108 | [11 empty] | NA | NA | NA | NA | NA | NA | NA | bar: No to RCB
L2106 | 2111 | [11 empty] | NA | NA | NA | NA | NA | NA | NA | bar: No to RCB
L2107 | 2110 |  | No | NA | NA | NA | NA | NA | NA | NA | Yes | CB | 6/3/2009 - 4/13/2011 | CB206 | Metals, PCBs, SVOCs, TOC, grain size | anthracene, dibenz(a,h)anthracene | PCBs, copper, lead, mercury, zinc, acenaphthene, fluorene, total LPAH, phenanthrene, benzo(a)anthracene, benzo(a)pyrene, benzo(g,h,i)perylene, benzofluoranthenes, chrysene, fluoranthene, total HPAH, indeno(1,2,3-cd)pyrene, pyrene, BEHP, BBP, dibutyl phthalate, dimethyl phthalate, 4-methylphenol, benzyl alcohol, dibenzofuran, n-nitrosodiphenylamine | Identified by SPU as Private SD-4 | SPU Source Tracing Data
L2108 | 2109 | [11 empty] | NA | NA | NA | NA | NA | NA | NA | bar: No to CB
L2109 | 3037 | [11 empty] | NA | NA | NA | NA | NA | NA | NA | bar: No to CB
L2201 | 2215 | 16th Ave S Bridge (west) | No | NA | NA | NA | NA | NA | NA | NA | Yes | RCB | 5/19/2009 - 6/3/2009 | RCB210, RCB221 | PCBs, metals, SVOCs, grain size, TOC | PCBs, zinc, BBP | BEHP, dimethyl phthalate, benzyl alcohol | RCB221 does not appear to be in this area; delete? | SPU Source Tracing Data
L2202 | South Park Marina | [11 empty] | NA | NA | NA | NA | NA | NA | NA | bar: No to RCB
L2203 | 2214 | [11 empty] | NA | NA | NA | NA | NA | NA | NA | bar: No to RCB
L2204 | T117 | [11 empty] | NA | NA | NA | NA | NA | NA | NA | bar: No to RCB
L2205 | 2212 | [11 empty] | NA | NA | NA | NA | NA | NA | NA | bar: No to RCB
L2206 | 2211 | [11 empty] | NA | NA | NA | NA | NA | NA | NA | bar: No to RCB
L2207 | 2210 | [11 empty] | NA | NA | NA | NA | NA | NA | NA | bar: No to RCB
L2208 | 2209 | [11 empty] | NA | NA | NA | NA | NA | NA | NA | bar: No to RCB
L2209 | 2213 |  | No | NA | NA | NA | NA | NA | NA | NA | Yes | CB | 2010-08-09 | PORTCB6 | PCBs, metals, SVOCs, grain size, TOC | zinc | PCBs, BEHP, BBP | Identified by SPU as draining to Port T117 outfall, which is believed to be Outfall 2209. However, based on map location, sample location PORTCB6 appears to drain to Outfall 2213. | SPU Source Tracing Data
L2210 | SP5 | [11 empty] | NA | NA | NA | NA | NA | NA | NA | bar: No to RCB
L2211 | 2103 | [11 empty] | NA | NA | NA | NA | NA | NA | NA | bar: No to RCB
L2212 | SP3 | [11 empty] | NA | NA | NA | NA | NA | NA | NA | bar: No to RCB
L2301 | SP2 | [11 empty] | NA | NA | NA | NA | NA | NA | NA | bar: No to RCB
L2302 | 2102 | [11 empty] | NA | NA | NA | NA | NA | NA | NA | bar: No to RCB
L2303 | S Director St | [11 empty] | NA | NA | NA | NA | NA | NA | NA | bar: No to RCB
L2304 | 2101 | [11 empty] | NA | NA | NA | NA | NA | NA | NA | bar: No to RCB
L2305 | 2100B | [11 empty] | NA | NA | NA | NA | NA | NA | NA | bar: No to RCB
L2306 | 2100 | S 96th Street SD | No | NA | NA | NA | NA | NA | NA | NA | Yes | sediment traps (3 locations), inline, CB, RCB | 3/25/2008 - 5/23/2013 | 96-ST1, 96-ST2, 96-ST3, CB114, CB129, MH239, MH244, RCB136, RCB154, RCB222, RCB223, RCB267, RCB268, RCB269, RCB271, RCB287, RCB288, RCB289 | PCBs, metals, SVOCs, grain size, TOC | acenaphthene, phenanthrene, total HPAH, pyrene | zinc, fluoranthene, BEHP, BBP, dimethyl phthalate, 2-methylphenol, 4-methylphenol, benzoic acid, benzyl alcohol, phenol | MH244 is located at Samson Tug & Barge South Park Facility. | SPU Source Tracing Data
L2401 | 2205 | Hamm Creek | Yes | storm flow grab sample | 2015-04-13 | HC-SF | Metals, PCBs, dioxins/furans, SVOCs | copper, mercury, PCB congeners | NA | Leidos 2015 [10953] | Yes | sediment trap (1 location), creek sediment | 2015-03-26 | HC-ST1, HC-SF | Metals, PCBs, dioxins/furans, SVOCs | None | None | CHECK SHERLOCK | Leidos 2015 [10953]
L2402 | DuwSD#3 | DuwSD#3 | No | NA | NA | NA | NA | NA | NA | NA | Yes | catch basin solids | 2014-12-16 | CB-I3 | Metals, PCBs, dioxins/furans, SVOCs, TPH | None | dimethyl phthalate | Detection limits above screening levels | Leidos 2015 [10948]
L2403 | 2099 | DuwSD#2 | No | NA | NA | NA | NA | NA | NA | NA | Yes | catch basin solids | 2014-12-16 | CB-H1 | Metals, PCBs, dioxins/furans, SVOCs, TPH | zinc, total PCB congeners, motor oil | LPAHs, HPAHs, dioxins/furans, dimethyl phthalate |  | Leidos 2015 [10948]
L2404 | 2098 | DuwSD#1 | [10 empty] | NA | NA | NA | NA | NA | NA | NA | bar: No to RCB
L2405 | 2200 | W Marginal Pl S SD | Yes | grab | 2014-12-16 | CB-F3 | Metals, PCBs, dioxins/furans, | copper, PCBs | NA | Leidos 2015 [10948] | Yes | composite of trench drains | 2014-12-16 | TD-01 | Metals, PCBs, dioxins/furans, SVOCs, TPH | lead, fluoranthene | cadmium, silver, zinc, cPAHs, phthalates | Many detection limits above screening levels | Leidos 2015 [10948]
L2406 | 2201 | [11 empty] | NA | NA | NA | NA | NA | NA | NA | bar: No to RCB
L2407 | Ditch #1 |  | No | NA | NA | NA | NA | NA | NA | NA | Yes | right-of-way catch basin grab | 2011-08-23 | TUK-06 | CHECK | CHECK | CHECK | NA | Restoration Areas Data Gaps Report
L2408 | Ditch #2 | [11 empty] | NA | NA | NA | NA | NA | NA | NA | bar: No to RCB
L2409 | 3842 | [11 empty] | NA | NA | NA | NA | NA | NA | NA | bar: No to RCB
L0303 | FedCtrS | [11 empty] | NA | NA | NA | NA | NA | NA | NA | bar: No to RCB
L0816 | CleanScapes B | [11 empty] | NA | NA | NA | NA | NA | NA | NA | bar: No to RCB
L1521 | Evergreen Trails | [11 empty] | NA | NA | NA | NA | NA | NA | NA | bar: No to RCB

## 5-Inactive Outfalls
Outfall Name | Leidos ID | Outfall ID | Alternate Outfall ID | Outfall Status | Outfall Type | Est. River Mile | River Side | Source Control Area | Source Control Area Name | Outfall Diameter | Outfall Material | Decimal Latitude | Decimal Longitude | X Coordinate | Y Coordinate | Invert Elevation | Parcel Number | Parcel Name | Parcel Taxypayer | WQ Permit | Outfall Notes | Outfall References
Duwamish EOF | L0203 | 2153 | 107E; Duwamish Pump Station East 035; Duwamish CSO/Pump Station Emergency Bypass | Inactive | County CSO/EOF | 0.459 | East | RM 0.1-0.9E | Duwamish/Diagonal | 36-inch | Unknown | 47.563 | -122.3451 | 1267207 | 209036 | 13 | NA | NA | ROW | WA0029181 (King County West Point WWTP) | Located at west end of S Oregon Street, about 100 feet upstream of the Diagonal Avenue S CSO/SD. This is emergency overflow for the Duwamish Siphon and Duwamish Pump Station #35 associated with the KC interceptor system. May discharge SW and sewage if flows from Duwamish Siphon are too high. Overflows to the LDW only in emergency bypass situations. Has not overflowed since 1989, therefore listed as "inactive." | EAA-1 SCAP; T108 Env Conditions Report [3417]
| L0204 | 2002 | 108E; Former WWTP Outfall | Abandoned | Port SD | 0.58 | East | RM 0.1-0.9E | Duwamish/Diagonal | 30-inch | Steel | 47.5616 | -122.3449 | 1267232.9999 | 208519.0001 | 3 | 7666700510 | Vacant Land/Diagonal Avenue Public Shoreline Access | Port of Seattle | NA | Abandoned outfall for the former Diagonal WWTP. | EAA-1 SCAP [0064]; T108 Env Conditions Report [3417]
| L0205 | 2225 | 109E; POS 7670 | Inactive | Port SD | 0.63 | East | RM 0.1-0.9E | Duwamish/Diagonal | 18-inch | Concrete | 47.561 | -122.3446 | 1267312.0401 | 208314.2101 | 5.75 | 7666700510 | Vacant Land/Diagonal Avenue Public Shoreline Access | Port of Seattle | None identified | Drains approx. 12 acres, including the Diagonal Avenue S roadway west of East Marginal Way S and portions of Terminal 108. Referred to as Diagonal Avenue S SD in SCAP Figure 3 [0064]. SPU 2010 [0091] identifies SD samples (CB203, CB204) as in the Diagonal Avenue S SD basin; according to the T108 Env Conditions Report, these drain to Outfall 2225. SPU 2010 [0091] Map 4 identifies this as a Port SD. According to R. Thomas, (3/20/2014) outfall was plugged by Port in spring 2010 due to turbidity issues. The Port may install SW treatment and reactivate this outfall in the future. | EAA-1 SCAP [0064]; SPU 2010 [0091]; T108 Env Conditions Report [3417]; R. Thomas (3/20/2014)
2006 | L0302 | 2006 | 11E | Unknown | Federal SD | 0.74 | East | RM 0.9-1.0E | Slip 1 | 12-inch | Metal | 47.5595 | -122.344 | 1267441.22 | 207760.1801 | -0.22 | 3573200975 | Federal Center South | Portfolio Management Div | None identified | Formerly drained area near Bldg 1203 and roof/floor drains of northern portion of Bldg 1202. Line was capped during Bldg 1203/1202 demolition (drawing dated Aug 2010). Not clear whether this was a permanent cap or temporary during construction only. | GSA 1976 [2724]; Aug 2010 Demolition Plan
FedCtrS | L0303 | FedCtrS |  | Unknown | Federal SD | 0.77 | East | RM 0.9-1.0E | Slip 1 | Unknown | Unknown | 47.5592 | -122.3437 | 1267516.2129 | 207621.2178 | Unknown |  | Federal Center South | Portfolion Management Div | None identified | Approximately 160 feet upstream of Outfall 2006; shown on 2010 Demolition Plan. Plan indicates line was capped during Bldg 1203/1202 demolition (drawing dated Aug 2010). Not clear whether this was a permanent cap or temporary during construction only. | Aug 2010 Demolition Plan
2007 | L0403 | 2007 |  | Active | Private SD | 1.23 | East | RM 1.0-1.2E | KC Lease Parcels | 18-inch | CMP | 47.5528 | -122.3403 | 1268302 | 205308 | 5.77 | 1924049002 | Warehouse M-1 | King County - Property Svcs | WAG503082 (JA Jack & Sons); WAR001134 (Saint Gobain Containers) | Stormwater from the access road to the north of Saint Gobain Containers discharges to this outfall. In addition, stormwater from JA Jack & Sons property to the north may be discharged to this outfall during system upset or if drainfield capacity is exceeded. According to a 10/5/2016 WQ inspection, this outfall is plugged; JA Jack discharges to ground only. Referred to as Outfall 5 on JA Jack site maps. | SW Compliance Inspection (10/5/2016); Saint Gobain Containiers SWPPP
2014 | L0507 | 2014 |  | Inactive | Private SD | 1.58 | East | RM 1.2-1.7E | St Gobain-Glacier NW | 24-inch | Concrete | 47.5481 | -122.3379 | 1268864 | 203556 | 14.41 | 1924049092 | Certainteed Gypsum | BPB Gypsum Inc | WAR000056 (CertainTeed Gypsum Manufacturing) | This was previously the main discharge from the CertainTeed Gypsum property. According to the June 2019 SWPPP, this outfall is no longer shown on site maps, and drainage currently is only to ourfalls 2015/2016/2017. | CertainTeed Gypsum SWPPP (Apr 2012 and June 2019)
2018 | L0601 | 2018 | 135E | Presumed Inactive | Private SD | 1.68 | East | RM 1.7-2.0E | Slip 2 to Slip 3 | 8-inch | PVC | 47.5466 | -122.3371 | 1269061.03 | 203003.89 | -1.93 | 1924049075 | Glacier Northwest | Glacier Northwest Inc | None identified | This outfall extends through the bulkhead near the southwest corner of the Glacier Northwest property. Not identifed in Glacier Northwest SWPPP. Presumed to be inactive. | Slip 2 to Slip 3 SCAP; Herrera 2003 outfall survey; Glacier NW (Concrete Batch Plant) SWPPP
2021 | L0605 | 2021 | 136E | Presumed Inactive | Private SD | 1.76 | East | RM 1.7-2.0E | Slip 2 to Slip 3 | 6-inch | PVC | 47.5458 | -122.3357 | 1269387.2751 | 202729.802 | 7.76 | 5367204545 | Vacant | Gilmur James D+Jacqueline H | WAR011484 (Samson Tug & Barge Seattle Facility) | This outfall is located at the northwestern corner of the Duwamish Marine Center on property owned by James Gilmur. This area is currently leased to Samson Tug & Barge. Stormwater in the northern 1 acre of the property is collected in two catch basins; these are directed toward this outfall (referred to as Outfall 2), which according to the SWPPP is "normally locked and sealed." Stormwater that collects in this area is pumped to the sanitary sewer. | Samson Tug & Barge (Seattle Facility) SWPPP; Slip 2 to Slip 3 SCAP; Herrera 2003 outfall survey
DuwMetalFab | L0608 | DuwMetalFab |  | Active | Private SD | 1.92 | East | RM 1.7-2.0E | Slip 2 to Slip 3 | 5-inch | No information | 47.5438 | -122.3357 | 1269386 | 201983 | No information | 302404HYDR | NA | NA | WAR125423 (Michigan Marine Properties LLC) | This is the permitted outfall for Duwamish Metal Fabrication. It discharges stormwater collected in three catch basins on the property, which is leased from James Gilmur. Identified in SWPPP, but not observed during outfall surveys. Outfall (referred to as Outfall 3) appears to be located on "sliver" - under the jurisdiction of the Port of Seattle. According to the RI Report for Duwamish Marine Center, this outfall has been permanently closed. | RI Report, Duwamish Marine Center Property (G-Logics, 7/10/19)
2501 | L0610 | 2501 | 140E | Unknown | Unknown | 1.95 | East | RM 1.7-2.0E | Slip 2 to Slip 3 | 48-inch | Concrete | 47.5435 | -122.3349 | 1269569.0001 | 201868.9999 | 8 | NA | NA | Port of Seattle | None identified | According to Herrera (2003 survey), this may be the same as Outfall 2502, however the description is different (48-inch concrete vs. 96-inch steel) and the coordinates are slighltly different. The location and status of this outfall is unclear. | Slip 2 to Slip 3 SCAP; Herrera 2003 outfall survey
SCS Refd Services | L0702 | SCS Refd Services |  | Unknown | Private SD | 2.06 | East | RM 2.0-2.3E | Slip 3 to Seattle Boiler Works | Unknown | Unknown | 47.5431 | -122.3319 | 1270318.724 | 201711.9927 | Unknown | 5367204100 | FMR Seattle Cold Storage | SCS Holdings Inc | None identified | Outfall shown on SCS Refrigerated Services site map (Appendix A to 104e Response). Discharge to this outfall and current status unknown. | SCS Refrigerated Services 104e Response
2025 | L0705 | 2025 | 143E | No information | No information | 2.149 | East | RM 2.0-2.3E | Slip 3 to Seattle Boiler Works | NA | NA | 47.5424 | -122.3299 | 1270795.9803 | 201444.7665 | 1.91 | ROW | NA | NA | None identified | No pipe found. Herrera 2003 identified this as possibly a seep. Located at Fox Avenue street end. Roof drains from the south side of Seattle Distribution Center (SDC) may discharge at this location. There is also a soil pile at the street end. The RM 2.0-2.3 East Data Gaps Report includes a 1989 map (Figure 9) that shows an outfall (003) just west of this location from the Marine Power & Equipment (now SeaTac Marine Services) property. Outfall 003 is not identified in the Jul 2010 SWPPP for SeaTac Marine Services. It is not clear whether Outfall 2025 is the seep or this former Marine Power outfall. | SPU 2010 Source Control Progress Report (Dec 2010); Slip 3 to SBW Data Gaps Report; SeaTac Marine Services SWPPP (Jul 2010)
2033 | L0802 | 2033 | 145E | Presumed Inactive | Private SD | 2.344 | East | RM 2.3-2.8E | Seattle Boiler Works to Slip 4 | 3-inch | PVC | 47.5397 | -122.3285 | 1271126 | 200465.2501 | Unknown | 0001800091 | Seattle Boiler Works Inc | Frederick J Hopkins Family Trust | None identified | Not included in the Seattle Boiler Works SWPPP. Herrera (2003) identified this as a roof drain. Believed to be inactive or abandoned. | Herrera 2003 outfall survey
2032 | L0803 | 2032 | 146E | Presumed Inactive | Private SD | 2.346 | East | RM 2.3-2.8E | Seattle Boiler Works to Slip 4 | 3-inch | Aluminum | 47.5397 | -122.3285 | 1271125.9501 | 200445.2502 | Unknown | 0001800091 | Seattle Boiler Works Inc | Frederick J Hopkins Family Trust | None identified | Not included in the Seattle Boiler Works SWPPP. Herrera (2003) identified this as a roof drain. Believed to be inactive or abandoned. | Herrera 2003 outfall survey
2029 | L0804 | 2029 | 147E | Presumed Inactive | Private SD | 2.348 | East | RM 2.3-2.8E | Seattle Boiler Works to Slip 4 | 3-inch | Aluminum | 47.5396 | -122.3286 | 1271097.96 | 200408.37 | 14.45 | 0001800091 | Seattle Boiler Works Inc | Frederick J Hopkins Family Trust | None identified | Not included in the Seattle Boiler Works SWPPP. Herrera (2003) identified this as a roof drain. Believed to be inactive or abandoned. | Herrera 2003 outfall survey
2030 | L0805 | 2030 | 148E | Presumed Inactive | Private SD | 2.352 | East | RM 2.3-2.8E | Seattle Boiler Works to Slip 4 | 3-inch | Aluminum | 47.5396 | -122.3285 | 1271132.35 | 200408.3201 | 11.16 | 0001800091 | Seattle Boiler Works Inc | Frederick J Hopkins Family Trust | None identified | Not included in the Seattle Boiler Works SWPPP. Herrera (2003) identified this as a roof drain. Believed to be inactive or abandoned. | Herrera 2003 outfall survey
2027 | L0807 | 2027 | 150E; I | Presumed Inactive | Private SD | 2.388 | East | RM 2.3-2.8E | Seattle Boiler Works to Slip 4 | 6-inch | Clay | 47.5394 | -122.3278 | 1271299.2998 | 200343.9101 | 16.24 | 0001800091 | Seattle Boiler Works Inc | Frederick J Hopkins Family Trust | None identified | Not included in the Seattle Boiler Works SWPPP. Believed to be inactive or abandoned. | Herrera 2003 outfall survey
2034 | L0809 | 2034 | 152E; K | Presumed Inactive | Private SD | 2.44 | East | RM 2.3-2.8E | Seattle Boiler Works to Slip 4 | 6-inch | Steel | 47.5384 | -122.3274 | 1271389.8499 | 199975.3101 | 8.97 | 2136200706 | Seattle Iron & Metals | Shalmar Group | None identified | Not inlcuded in the Seattle Iron & Metals SWPPP. Believed to be inactive or abandoned. | Herrera 2003 outfall survey
2036 | L0811 | 2036 | 154E; M | Presumed Inactive | Private SD | 2.56 | East | RM 2.3-2.8E | Seattle Boiler Works to Slip 4 | 8-inch | Steel | 47.5372 | -122.3259 | 1271754.6998 | 199517.0899 | 11.05 | 2924049089 | Seattle Iron & Metals | Shalmar Group | None identified | Not identified in Seattle Iron & metals SWPPP. Located at and of S Othello Street, on north side of fence. Storm drain maps indicate possible drainage from Nitze-Stagen property to the east (Pioneer Distribution). Outfall is believed to be inactive or abandoned. | Herrera 2003 outfall survey
2037 | L0812 | 2037 | 155E; N | Active | Private SD | 2.57 | East | RM 2.3-2.8E | Seattle Boiler Works to Slip 4 | 10-inch | Steel | 47.5371 | -122.3258 | 1271792 | 199501.9699 | 9.75 | 2136200681 | Puget Sound Truck Lines (Leased Property) | Cleanscapes Inc | None identified | Not listed in CleanScapes SWPPP. Located near end of S Othello Street, on south side of fence. Discharge flow observed by Ecology on July 24, 2014. | Herrera 2003 outfall survey; CleanScapes SWPPP; SBW-Slip 4 SCAP; Email from D. Cargill 8/7/2014.
2038 | L0813 | 2038 | 162E; P | Presumed Inactive | Private SD | 2.59 | East | RM 2.3-2.8E | Seattle Boiler Works to Slip 4 | 6-inch | Concrete | 47.5369 | -122.3254 | 1271876.8 | 199402.04 | 9.05 | 2136200681 | Puget Sound Truck Lines (Leased Property) | Cleanscapes Inc | None identified | Not listed in CleanScapes SWPPP. Believed to be inactive or abandoned. | Herrera 2003 outfall survey; CleanScapes SWPPP; SBW-Slip 4 SCAP
NA |  | Cleanscapes C |  | Inactive | Private SD | 2.7 | East | RM 2.3-2.8E | Seattle Boiler Works to Slip 4 | No information | No information | [7 empty] | Cleanscapes Inc | NA | Shown on Recology Cleanscapes map submitted with 2019 Request for Coverage. Outfall was known as Outfall C; it has been plugged and discharge rerouted to outfal B. | 2019 Request for Coverage and Site Map
2041 | L0817 | 2041 | 171E; R | Presumed Inactive | Private SD | 2.74 | East | RM 2.3-2.8E | Seattle Boiler Works to Slip 4 | 4-inch | Concrete | 47.5354 | -122.3229 | 1272489.7099 | 198874 | 2.42 | 2136200666 | Pumping Station | City of Seattle DPR | WAR000949 (CleanScapes Inc) | This outfall was originally identified as the old water intake for the GTSP. RI Appendix H indicates that it is a pipe of unknown origin. | Herrera 2003 outfall survey; CleanScapes SWPPP; SBW-Slip 4 SCAP
2042 | L0901 | 2042 | 174E; OF1 | Inactive | Private SD | 2.8 | East | RM 2.8E | Slip 4 | 8-inch | PVC | 47.5349 | -122.322 | 1272701.1901 | 198665.9899 | 10.08 | 2136200641 | Crowley Marine Services | 8th Avenue Terminals Inc | WAR302034 (Duwamish Reload Facility) | Outfall receives drainage from two catch basins on First Student facility and four catch basins on Organic Fuel Processors facility (in an area subleased to KRS Marine). | Herrera 2003 outfall survey; First Student SWPPP; Organic Fuel Processors SWPPP; Slip 4 SCAP; Crowley RI/FS Work Plan | Notes need to be updated
5006 | L0902 | 5006 | 175E; OF2 | Inactive | Private SD | 2.82 | East | RM 2.8E | Slip 4 | 8-inch | PVC | 47.5348 | -122.3216 | 1272803.3572 | 198648.6448 | 15 | 2136200641 | Crowley Marine Services | 8th Avenue Terminals Inc | WAR302034 (Duwamish Reload Facility) | Outfall receives drainage from two catch basins on First Student facility and four catch basins on Organic Fuel Processors facility (in an area subleased to KRS Marine). | Herrera 2003 outfall survey; First Student SWPPP; Organic Fuel Processors SWPPP; Slip 4 SCAP; Crowley RI/FS Work Plan | Notes need to be updated
5007 | L0903 | 5007 | 173E; OF3 | Plugged | Private SD | 2.828 | East | RM 2.8E | Slip 4 | 8-inch | PVC | 47.5349 | -122.3211 | 1272926.1001 | 198676.3357 | -5 | 2136200641 | Crowley Marine Services | 8th Avenue Terminals Inc | WAR302034 (Duwamish Reload Facility) | Outfall receives drainage from two catch basins on First Student facility and four catch basins on Organic Fuel Processors facility. | Herrera 2003 outfall survey; First Student SWPPP; Organic Fuel Processors SWPPP; Slip 4 SCAP; Crowley RI/FS Work Plan | Notes need to be updated
5008 | L0904 | 5008 | 172E; OF4 | Inactive | Private SD | 2.83 | East | RM 2.8E | Slip 4 | 8-inch | PVC | 47.5352 | -122.3206 | 1273044.2858 | 198784.7558 | -5 | 2136200641 | Crowley Marine Services | 8th Avenue Terminals Inc | WAR302034 (Duwamish Reload Facility) | Outfall receives drainage from two catch basins on First Student facility and two catch basins on Organic Fuel Processors facility. | Herrera 2003 outfall survey; First Student SWPPP; Organic Fuel Processors SWPPP; Slip 4 SCAP; Crowley RI/FS Work Plan | Notes need to be updated
5009 | L0905 | 5009 | 168E; OF5 | Inactive | Private SD | 2.831 | East | RM 2.8E | Slip 4 | 8-inch | PVC | 47.5356 | -122.3201 | 1273186.2564 | 198915.3982 | -4 | 2136200641 | Crowley Marine Services | 8th Avenue Terminals Inc | WAR302034 (Duwamish Reload Facility) | Outfall receives drainage from five catch basins on Organic Fuel Processors facility. First Student SWPPP indicates that two of these catch basins are within the First Student lease area (plus possibly a third catch basin not shown on the First Student site map). | Herrera 2003 outfall survey; First Student SWPPP; Organic Fuel Processors SWPPP; Slip 4 SCAP; Crowley RI/FS Work Plan | Notes need to be updated
5010 | L0906 | 5010 |  | Plugged | Private SD | 2.832 | East | RM 2.8E | Slip 4 | 8-inch | PVC | 47.5367 | -122.3193 | 1273369.8502 | 199299.1655 | -7 | 2924049110 | Slip #4 | City of Seattle SPU-DWU | WAR302034 (Duwamish Reload Facility) | Identified as OF6 by facility. Outfall receives drainage from four catch basins on First Student facility (west-central portion of property) and one catch basin on Organic Fuel Processors facility (southern and eastern portion of property). Also receives drainage from six catch basins on northern side of property (Parcel F) which were installed in 2012. According to First Student SWPPP, this entire area is within the First Student lease area. | Herrera 2003 outfall survey; First Student SWPPP; Organic Fuel Processors SWPPP; Slip 4 SCAP; Crowley RI/FS Work Plan | Notes need to be updated
Former Crowley Outfall | L0907 | Former Crowley Outfall |  | Abandoned | Private SD | 2.833 | East | RM 2.8E | Slip 4 | Unknown | Unknown | 47.5372 | -122.3191 | 1273425.5351 | 199480.6205 | Unknown | 2924049110 | Slip #4 | City of Seattle SPU-DWU | NA | Previously drained Parcel F. Installed prior to 1946; storm drains in this area were replaced in 2012 and drainage was rerouted to Outfall 6 (5010) . | SLR 2012 (Results of Investigation Activities Associated with Replacement of Storm Water Drainage System on Parcel F)
NBF SD | L0910 | 2048 | 158E; U(CSO1) | Presumed Inactive | City SD | 2.836 | East | RM 2.8E | Slip 4 | 24-inch | Concrete | 47.5371 | -122.3188 | 1273518.55 | 199474.1901 | 5.76 | 2924049110 | Slip #4 | City of Seattle SPU-DWU | None identified | From 1937 to 1976, the Greeley Street sewer discharged raw sewage at this location; converted to a SD in 1976 and collected runoff from 120 acres on the north end of KCIA and served as an EOF for City PS#44. In 1990, Boeing rerouted this drainage area to the KCIA SD#3. According to Boeing, this line has been plugged (NBF/GTSP Supplemental Data Gaps Report). | NBF/GTSP Supplemental Data Gaps Report (Aug 2009); Slip 4 SCAP (Jul 2006); SPU Draft SC Plan (Nov 2013); NBF-GTSP RI/FS Work Plan (Nov 2013)
East Marginal PS EOF | L0912 | East Marginal PS EOF | 160E | Presumed Inactive | County EOF | 2.838 | East | RM 2.8E | Slip 4 | 36-inch | Concrete | 47.537 | -122.3185 | 1273584.3501 | 199438.6501 | Unknown | 2924049110 | Slip #4 | City of Seattle SPU-DWU | WA0029181 (King County West Point WWTP) | Shown on King County CSO map as East Marginal CSO. According to the Slip 4 SCAP, there has not been a recorded overflow since recordkeeping began in the 1970s, therefore is listed as "presumed inactive". Histroically, the CS system discharged directly to Slip 4 via this outfall. After construction of the Diagonal wastewater treatment plant in 1940, it became an overflow structure. Overflows were reduced in 1969 after King County constructed the regional sewer system to the West Point WWTP. | Herrera 2003 outfall survey; King County CSO map; Slip 4 SCAP
2050 | L0914 | 2050 | 165E; W | Abandoned | Private SD | 2.86 | East | RM 2.8E | Slip 4 | 6-inch | Concrete | 47.5362 | -122.3187 | 1273534.4499 | 199131.4001 | 2.83 | 2924049043 | Offices/SVC Garage | ESI MGT | NA | Former discharge from First South Properties (currently Emerald Services). | Herrera 2003 outfall survey; Slip 4 SCAP
2219 | L0915 | 2219 | 166E | Abandoned | Private SD | 2.87 | East | RM 2.8E | Slip 4 | 6-inch | Steel | 47.5361 | -122.3185 | 1273568 | 199084.9999 | 9 | 2924049043 | Offices/SVC Garage | ESI MGT | NA | Former discharge from First South Properties (currently Emerald Services). | Herrera 2003 outfall survey; Slip 4 SCAP
2217 | L0916 | 2217 | 167E | Abandoned | Private SD | 2.872 | East | RM 2.8E | Slip 4 | 4-inch | Steel | 47.5359 | -122.3187 | 1273517.0001 | 199024 | 10 | 2924049043 | Offices/SVC Garage | ESI MGT | NA | Former discharge from First South Properties (currently Emerald Services). | Herrera 2003 outfall survey; Slip 4 SCAP
2216 | L0917 | 2216 | 170E | Abandoned | Private SD | 2.874 | East | RM 2.8E | Slip 4 | 6-inch | Concrete | 47.5355 | -122.3191 | 1273421 | 198875 | 7 | 2924049043 | Offices/SVC Garage | ESI MGT | NA | Former discharge from First South Properties (currently Emerald Services). | Herrera 2003 outfall survey; Slip 4 SCAP
2051 | L0918 | 2051 | 169E; X | Abandoned | Private SD | 2.875 | East | RM 2.8E | Slip 4 | 6-inch | Concrete | 47.5355 | -122.3191 | 1273421.4501 | 198875.75 | 7.08 | 2924049043 | Offices/SVC Garage | ESI MGT | NA | Former discharge from First South Properties (currently Emerald Services). | Herrera 2003 outfall survey; Slip 4 SCAP
3023 | L1003 | 3023 | 179E | Abandoned | Private SD | 3.09 | East | RM 2.8-3.7E | Boeing Plant 2-Jorgensen Forge | 6-inch | PVC | 47.5321 | -122.3173 | 1273840.28 | 197611.9799 | 8.49 | 0022000005 | Boeing Plant 2 | The Boeing Company | NA | Pipe not visibly plugged, but Boeing field survey indicates that this pipe is abandoned (per LDW RI Appendix H). | Herrera 2003 outfall survey; LDW RI Appendix H
3025 | L1005 | 3025 | 181E | Abandoned | Private SD | 3.13 | East | RM 2.8-3.7E | Boeing Plant 2-Jorgensen Forge | 3-inch | PVC | 47.5317 | -122.3167 | 1273987.2699 | 197488.2899 | 9.66 | 2185000005 | Boeing Plant 2 Parking | The Boeing Company | NA | Pipe visibly plugged during Herrera 2003 outfall survey. | Herrera 2003 outfall survey
3028 | L1009 | 3028 | 184E; Boeing 28A; H | Active | Private SD | 3.24 | East | RM 2.8-3.7E | Boeing Plant 2-Jorgensen Forge | 6-inch | Concrete | 47.5307 | -122.315 | 1274404.44 | 197094.8599 | 7.8 | 2185000005 | Boeing Plant 2 Parking | The Boeing Company | WAR000482 (Boeing Plant 2) | Pipe in good condition. West of Bldg 2-09. Drains roof area (about 0.3 acre). Removed during shoreline remediation at BP2. | Boeing Plant 2 SWPPP; Herrera 2003 outfall survey; LDW RI Appendix H.
3030 | L1010 | 3030 | 185E; Boeing 28; I | Active | Private SD | 3.25 | East | RM 2.8-3.7E | Boeing Plant 2-Jorgensen Forge | 24-inch | CMP | 47.5305 | -122.3148 | 1274456.5399 | 197049.7501 | 6.5 | 2185000005 | Boeing Plant 2 Parking | The Boeing Company | WAR000482 (Boeing Plant 2) | West of Bldg 2-09. Drains the vehicle maintenance and fueling areas (about 13.1 acres). This outfall is sampled under the ISGP. Removed during shoreline remediation at BP2. | Boeing Plant 2 SWPPP; Herrera 2003 outfall survey; LDW RI Appendix H.
3031 | L1011 | 3031 | 187E | Not an Outfall | NA | 3.3 | East | RM 2.8-3.7E | Boeing Plant 2-Jorgensen Forge | 8-inch | Concrete | 47.5301 | -122.314 | 1274637.1501 | 196875.2999 | 1.1 | 2185000005 | Boeing Plant 2 Parking | The Boeing Company | NA | Buried pipe, with sections broken apart. LDW RI Appendix H identifies this as "not an outfall." | Herrera 2003 outfall survey; LDW RI Appendix H.
Boeing 6 | L1013 | Boeing 6 | Boeing 26A; K | Abandoned | Private SD | 3.305 | East | RM 2.8-3.7E | Boeing Plant 2-Jorgensen Forge | 4-inch | Unknown | 47.53 | -122.314 | 1274642.7023 | 196853.6825 | Unknown | 2185000005 | Boeing Plant 2 Parking | The Boeing Company | WAR000482 (Boeing Plant 2) | This 4-in. pipe was not located by Herrera or Boeing but is believed to be located under the 16th Avenue bridge (per the Plant 2 SWPPP). Coordinates estimated based on description. Drains about 0.4 acre. Within the South Park bridge construction area. Presumed abandoned during shoreline remediation at BP2. | Boeing Plant 2 SWPPP; LDW RI Appendix H.
3035 | L1014 | 3035 | 188E; L | Abandoned | Private SD | 3.312 | East | RM 2.8-3.7E | Boeing Plant 2-Jorgensen Forge | 12-Inch | Ductile iron | 47.53 | -122.3138 | 1274700.86 | 196849.2101 | 5.79 | 3324049002 | Boeing Plant 2 | The Boeing Company | WAR000482 (Boeing Plant 2) | Located north of Bldg 2-41. Drains about 5.8 acres. Pipe in good condition. Within the bridge construction/demolition and redevelopment area. Presumed abandoned during shoreline remediation at BP2. | Boeing Plant 2 SWPPP; Herrera 2003 outfall survey; LDW RI Appendix H.
3034 | L1015 | 3034 | 189E | Abandoned | Private SD | 3.315 | East | RM 2.8-3.7E | Boeing Plant 2-Jorgensen Forge | 12-inch | PVC | 47.53 | -122.3137 | 1274705.9699 | 196833.7301 | 8.84 | 3324049002 | Boeing Plant 2 | The Boeing Company | NA | This is a flow weir that was once connected to pipe L (3035). Pipe and weir are no longer connected, according to LDW RI Appendix H. | LDW RI Appendix H; Herrera 2003 outfall survey.
3016 | L1016 | 3016 | 190E | Abandoned | Private SD | 3.3 | East | RM 2.8-3.7E | Boeing Plant 2-Jorgensen Forge | 24-inch | CMP | 47.5299 | -122.3135 | 1274770.9701 | 196800.3099 | 8.35 | 3324049002 | Boeing Plant 2 | The Boeing Company | NA | According to LDW RI Appendix H, this outfall is confirmed abandoned in Ecology files. Sign identifies this as D.O.E. Monitor Point Outfall 025. | LDW RI Appendix H; Herrera 2003 outfall survey.
3015 | L1017 | 3015 | 191E; Boeing 26; M | Abandoned | Private SD | 3.36 | East | RM 2.8-3.7E | Boeing Plant 2-Jorgensen Forge | 6-inch | Ductile iron | 47.5296 | -122.313 | 1274891.54 | 196680.6399 | 8.23 | 3324049002 | Boeing Plant 2 | The Boeing Company | WAR000482 (Boeing Plant 2) | Located near Bldg 2-41, Column C. Drains about 1.1 acres. Within the bridge construction/demolition and redevelopment area. Abandoned during remediation fo shoreline at BP2. | Boeing Plant 2 SWPPP; Herrera 2003 outfall survey; LDW RI Appendix H.
3014 | L1018 | 3014 | 192E | Abandoned | Private SD | 3.365 | East | RM 2.8-3.7E | Boeing Plant 2-Jorgensen Forge | 4-inch | Ductile iron | 47.5295 | -122.3129 | 1274907.3799 | 196652.5999 | 2.53 | 3324049002 | Boeing Plant 2 | The Boeing Company | NA | Boeing field survey confirmed that pipe is disconnected and abandoned, according to LDW RI Appendix H. | LDW RI Appendix H; Herrera 2003 outfall survey.
Boeing 3 | L1019 | Boeing 3 | Boeing 23; N | Abandoned | Private SD | 3.37 | East | RM 2.8-3.7E | Boeing Plant 2-Jorgensen Forge | Unknown | Unknown | 47.5294 | -122.3128 | 1274930.6623 | 196627.932 | Unknown | 0001600020 | Boeing Plant 2 | The Boeing Company | WAR000482 (Boeing Plant 2) | Outfall was not identified by Herrera but is an active outfall, per Boeing. Located near Bldg 2-41, Column I. Drains about 3.1 acres. Within the bridge construction/demolition & redevelopment area. Coordinates estimated based on RI Appendix H Map 9-8e. Abandoned during remediation fo shoreline at BP2. | Boeing Plant 2 SWPPP; LDW RI Appendix H.
3013 | L1020 | 3013 | 193E | Abandoned | Private SD | 3.38 | East | RM 2.8-3.7E | Boeing Plant 2-Jorgensen Forge | 6-inch | PVC | 47.5293 | -122.3127 | 1274965.7 | 196592.8399 | 7 | 0001600020 | Boeing Plant 2 | The Boeing Company | NA | Boeing field survey confirmed that pipe is disconnected and abandoned, according to LDW RI Appendix H. | LDW RI Appendix H; Herrera 2003 outfall survey.
3012 | L1021 | 3012 | 194E | Abandoned | Private SD | 3.4 | East | RM 2.8-3.7E | Boeing Plant 2-Jorgensen Forge | 6-inch | Ductile iron | 47.5292 | -122.3124 | 1275036.6099 | 196554.61 | 8.13 | 0001600020 | Boeing Plant 2 | The Boeing Company | NA | Boeing field survey confirmed that pipe is disconnected and abandoned, according to LDW RI Appendix H. | LDW RI Appendix H; Herrera 2003 outfall survey.
3011 | L1022 | 3011 | 195E; Boeing 18 | Abandoned | Private SD | 3.41 | East | RM 2.8-3.7E | Boeing Plant 2-Jorgensen Forge | 10-inch | Ductile iron | 47.5292 | -122.3123 | 1275061.1801 | 196529.0201 | 8.58 | 0001600020 | Boeing Plant 2 | The Boeing Company | NA | Outfall is abandoned, according to Boeing. | LDW RI Appendix H; Herrera 2003 outfall survey.
3010 | L1023 | 3010 | 196E | Abandoned | Private SD | 3.415 | East | RM 2.8-3.7E | Boeing Plant 2-Jorgensen Forge | 4-inch | Steel | 47.5291 | -122.3122 | 1275088.8799 | 196504.57 | 11.27 | 0001600020 | Boeing Plant 2 | The Boeing Company | NA | Herrera observed this outfall to be visibly plugged during 2003 outfall survey. | LDW RI Appendix H; Herrera 2003 outfall survey.
3008 | L1024 | 3008 | 198E | Abandoned | Private SD | 3.42 | East | RM 2.8-3.7E | Boeing Plant 2-Jorgensen Forge | 4-inch | Ductile iron | 47.529 | -122.312 | 1275128.5399 | 196475.0599 | 7.99 | 0001600020 | Boeing Plant 2 | The Boeing Company | NA | Boeing survey noted that pipe was broken and disconnected (according to LDW RI Appendix H). | LDW RI Appendix H; Herrera 2003 outfall survey.
3009 | L1025 | 3009 | 197E | Abandoned | Private SD | 3.421 | East | RM 2.8-3.7E | Boeing Plant 2-Jorgensen Forge | 6-inch | Ductile iron | 47.529 | -122.312 | 1275120.0901 | 196478.7899 | 8.9 | 0001600020 | Boeing Plant 2 | The Boeing Company | NA | Herrera observed this outfall to be visibly plugged during 2003 outfall survey. | LDW RI Appendix H; Herrera 2003 outfall survey.
3007 | L1026 | 3007 | 199E; Boeing 17B; O | Active | Private SD | 3.43 | East | RM 2.8-3.7E | Boeing Plant 2-Jorgensen Forge | 6-inch | Ductile iron | 47.5289 | -122.3119 | 1275157.6199 | 196431.2602 | 7.85 | 0001600020 | Boeing Plant 2 | The Boeing Company | WAR000482 (Boeing Plant 2) | Lcoated near Blgs 2-41, Column D. Drains about 2.6 acres. Within the bridge construction/demolition & redevelopment area. Abandoned during remediation fo shoreline at BP2. | Boeing Plant 2 SWPPP; Herrera 2003 outfall survey; LDW RI Appendix H.
3006 | L1027 | 3006 | 200E | Abandoned | Private SD | 3.44 | East | RM 2.8-3.7E | Boeing Plant 2-Jorgensen Forge | 4-inch | Ductile iron | 47.5288 | -122.3117 | 1275194.5801 | 196395.0499 | 7.87 | 0001600020 | Boeing Plant 2 | The Boeing Company | NA | Location once an NPDES permitted outfall; sign posted at the outfall that says “DOE 017A monitor point.” Boeing survey indicated that pipe has since been abandoned (LDW RI Appendix H). | LDW RI Appendix H; Herrera 2003 outfall survey.
3005 | L1028 | 3005 | 201E; Boeing 16; Q | Abandoned | Private SD | 3.46 | East | RM 2.8-3.7E | Boeing Plant 2-Jorgensen Forge | 10-inch | PVC | 47.5286 | -122.3114 | 1275280.9202 | 196319.43 | 5.43 | 0001600020 | Boeing Plant 2 | The Boeing Company | WAR000482 (Boeing Plant 2) | Located near Bldg 2-41, Column R/Q. Drains about 3.5 acres. Within the bridge construction/demolition & redevelopment area. Abandoned during remediation fo shoreline at BP2. | Boeing Plant 2 SWPPP; Herrera 2003 outfall survey; LDW RI Appendix H.
Boeing 4 | L1029 | Boeing 4 | Boeing 15; R | Abandoned | Private SD | 3.47 | East | RM 2.8-3.7E | Boeing Plant 2-Jorgensen Forge | Unknown | Unknown | 47.5285 | -122.3112 | 1275320.1284 | 196272.2802 | Unknown | 0001600020 | Boeing Plant 2 | The Boeing Company | WAR000482 (Boeing Plant 2) | Outfall added by Boeing (was not identified by Herrera in 2003). Located near Bldg 2-41, Column S. Drains about 0.2 acre. Within the bridge construction/demolition & development area. Abandoned during remediation fo shoreline at BP2. | Boeing Plant 2 SWPPP; LDW RI Appendix H.
3004 | L1030 | 3004 | 202E; S | Abandoned | Private SD | 3.48 | East | RM 2.8-3.7E | Boeing Plant 2-Jorgensen Forge | 6-inch | Steel | 47.5284 | -122.311 | 1275369.9899 | 196233.17 | 6.84 | 0001600020 | Boeing Plant 2 | The Boeing Company | WAR000482 (Boeing Plant 2) | Near Bldg 2-44,Column T. Drains about 0.2 acre. Wtihin the demolition & development area. Abandoned during remediation fo shoreline at BP2. | Boeing Plant 2 SWPPP; Herrera 2003 outfall survey; LDW RI Appendix H.
3003 | L1031 | 3003 | 203E, Boeing 14A, CP4; T | Abandoned | Private SD | 3.49 | East | RM 2.8-3.7E | Boeing Plant 2-Jorgensen Forge | 6-inch | IP | 47.5283 | -122.3109 | 1275387.9734 | 196212.0099 | 8.53 | 0001600020 | Boeing Plant 2 | The Boeing Company | WAR000482 (Boeing Plant 2) | Near Bldg 2-44, Column U. Drains about 0.2 acre. Within the demolition & development area. Abandoned during remediation fo shoreline at BP2. | Boeing Plant 2 SWPPP; Herrera 2003 outfall survey; LDW RI Appendix H.
Boeing 7 | L1032 | Boeing 7 | Boeing 14; U | Abandoned | Private SD | 3.5 | East | RM 2.8-3.7E | Boeing Plant 2-Jorgensen Forge | Unknown | Unknown | 47.5283 | -122.3109 | 1275394.0351 | 196204.9988 | Unknown | 0001600020 | Boeing Plant 2 | The Boeing Company | WAR000482 (Boeing Plant 2) | Outfall added by Boeing (was not identified by Herrera in 2003). Located near Bldg 2-44, Column U. Drains about 0.2 acre. Coordinates estimated based on RI Appendix H Map 9-8e. Removed during remediation of shoreline at BP2. | Boeing Plant 2 SWPPP; LDW RI Appendix H.
3002 | L1033 | 3002 | 204E | Abandoned | Private SD | 3.51 | East | RM 2.8-3.7E | Boeing Plant 2-Jorgensen Forge | 12-inch | Steel | 47.5282 | -122.3107 | 1275445.3801 | 196171.2 | 12.75 | 0001600020 | Boeing Plant 2 | The Boeing Company | NA | Herrera noted that pipe was visibly plugged during 2003 outfall survey. Boeing could not locate this outfall. | LDW RI Appendix H; Herrera 2003 outfall survey.
3001 | L1034 | 3001 | 205E; 15; R | Not an Outfall | NA | 3.511 | East | RM 2.8-3.7E | Boeing Plant 2-Jorgensen Forge | 6-inch | IP | 47.5282 | -122.3107 | 1275441.6501 | 196164.2899 | 7.36 | 0001600020 | Boeing Plant 2 | The Boeing Company | NA | Herrera noted during 2003 outfall survey that this outfall may not be attached to anything. LDW RI Appendix H noted that this is likely disconnected structure piping, rather than an outfall. | LDW RI Appendix H; Herrera 2003 outfall survey.
3000 | L1035 | 3000 | 206E; Boeing 13; V | Abandoned | Private SD | 3.512 | East | RM 2.8-3.7E | Boeing Plant 2-Jorgensen Forge | 10-inch | PVC | 47.5282 | -122.3107 | 1275444.9398 | 196158.9598 | 7.99 | 0001600020 | Boeing Plant 2 | The Boeing Company | WAR000482 (Boeing Plant 2) | Located near Bldg 2-44, Column V. Drains about 6.3 acres. Within the demolition & development area. | Boeing Plant 2 SWPPP; Herrera 2003 outfall survey; LDW RI Appendix H.
3017 | L1036 | 3017 | 207E; 14 | Abandoned | Private SD | 3.513 | East | RM 2.8-3.7E | Boeing Plant 2-Jorgensen Forge | 10-inch | Ductile iron | 47.5281 | -122.3107 | 1275443.0701 | 196154.37 | 4.52 | 0001600020 | Boeing Plant 2 | The Boeing Company | NA | Boeing completed field survey confirming that this location is no longer an outfall, but rather a disconnected weir/pipe that was originally connected to outfall V (LDW RI Appendix H). Pipe now abandoned. | LDW RI Appendix H; Herrera 2003 outfall survey.
3018 | L1037 | 3018 | 208E; 13 | Not an Outfall | NA | 3.514 | East | RM 2.8-3.7E | Boeing Plant 2-Jorgensen Forge | 2-inch | PVC | 47.5281 | -122.3107 | 1275453.0799 | 196152.5901 | 9.14 | 0001600020 | Boeing Plant 2 | The Boeing Company | NA | 2003 survey observed this outfall to be associated with DOE 013 monitor point outfall 013. Feature was not located during subsequent Boeing field survey (RI Appendix H); Boeing identified this as not an outfall. | LDW RI Appendix H; Herrera 2003 outfall survey.
Boeing 5 | L1038 | Boeing 5 | Boeing 12; W | Abandoned | Private SD | 3.518 | East | RM 2.8-3.7E | Boeing Plant 2-Jorgensen Forge | 8-inch | Unknown | 47.528 | -122.3105 | 1275496.8469 | 196110.5377 | Unknown | 0001600020 | Boeing Plant 2 | The Boeing Company | WAR000482 (Boeing Plant 2) | Outfall is buried in embankment (LDW RI Appendix H). Located near Bldg 2-49, Column VB. Drains about 0.6 acre. Removed during remediation of BP2 shoreline. | Boeing Plant 2 SWPPP; LDW RI Appendix H.
3019 | L1039 | 3019 | 209E; 12 | Not an Outfall | NA | 3.52 | East | RM 2.8-3.7E | Boeing Plant 2-Jorgensen Forge | Unknown | Unknown | 47.528 | -122.3104 | 1275509.6202 | 196098.1099 | 15.53 | 0001600020 | Boeing Plant 2 | The Boeing Company | NA | Herrera (2003) did not find this outfall. Also was not located during Boeing field survey. Not an outfall. | LDW RI Appendix H; Herrera 2003 outfall survey.
Boeing 8 | L1040 | Boeing 8 | Boeing 11; X | Abandoned | Private SD | 3.54 | East | RM 2.8-3.7E | Boeing Plant 2-Jorgensen Forge | Unknown | Unknown | 47.5276 | -122.3102 | 1275567.144 | 195958.8897 | Unknown | 0001600020 | Boeing Plant 2 | The Boeing Company | NA | Located west of former Bldg 2-66. This outfall is abandoned, and flow is routed through outfall Z (2056), according to LDW RI Appendix H. | LDW RI Appendix H.
2054 | L1041 | 2054 | 211E | Abandoned | Private SD | 3.56 | East | RM 2.8-3.7E | Boeing Plant 2-Jorgensen Forge | 4-inch | Iron | 47.5274 | -122.3098 | 1275651.7301 | 195870.76 | 7.88 | 0001600020 | Boeing Plant 2 | The Boeing Company | NA | Boeing field survey indicates that pipe is abandoned. According to LDW RI Appendix H, this is believed to be an old fire water blow-off line. | LDW RI Appendix H; Herrera 2003 outfall survey.
2055 | L1042 | 2055 | 212E; Boeing 10; Y | Abandoned | Private SD | 3.563 | East | RM 2.8-3.7E | Boeing Plant 2-Jorgensen Forge | 18-inch | Steel | 47.5273 | -122.3097 | 1275676.9899 | 195839.1101 | 2.9 | 0001600020 | Boeing Plant 2 | The Boeing Company | NA | Located west of former Bldg 2-66. This outfall has been rerouted to Outfall Z (2056). | LDW RI Appendix H; Herrera 2003 outfall survey.
2057 | L1044 | 2057 | 214E | Abandoned | Private SD | 3.57 | East | RM 2.8-3.7E | Boeing Plant 2-Jorgensen Forge | 8-inch | Steel | 47.5273 | -122.3096 | 1275700.1801 | 195829.22 | 9 | 0001600020 | Boeing Plant 2 | The Boeing Company | None identified | Per LDW RI Appendix H: No evidence found to support abandoned classification. Boeing survey could not locate this feature. | LDW RI Appendix H; Herrera 2003 outfall survey.
2058 | L1045 | 2058 | 215E | Abandoned | Private SD | 3.575 | East | RM 2.8-3.7E | Boeing Plant 2-Jorgensen Forge | 4-inch | Steel | 47.5273 | -122.3096 | 1275713.44 | 195825.7099 | 8.48 | 0001600020 | Boeing Plant 2 | The Boeing Company | None identified | Per LDW RI Appendix H: No evidence found to support abandoned classification. Boeing survey could not locate this feature, which was probably a fire water line or another pipe, but not an outfall. | LDW RI Appendix H; Herrera 2003 outfall survey.
Boeing 9 | L1046 | Boeing 9 | Formerly Boeing 14 | Abandoned | Private SD | 3.58 | East | RM 2.8-3.7E | Boeing Plant 2-Jorgensen Forge | 12-inch | CMP | 47.5272 | -122.3094 | 1275759.8473 | 195802.3274 | Unknown | 0001600020 | Boeing Plant 2 | The Boeing Company | NA | This is believed to be a clay/CMP 12-inch SD on the Boeing/Jorgensen property boundary that once drained stormwater from a portion of the south side of Boeing Plant 2. The pipe was sealed at the clay/CMP transition in 2011. Herrera could not locate this outfall. RI Appendix H indicates that it formerly drained a portion of the south yard. The outfall is not listed in Boeing Plant 2 SWPPP. | Boeing Plant 2 SWPPP; Jorgensen Forge Outfall Site - Source Control Action Completion Report (Floyd/Snider 2011); LDW RI Appendix H
KCIA-Jorgensen SD | L1047 | 2059 | 216E, OF-008 | Abandoned | City SD (Tukwila) | 3.585 | East | RM 2.8-3.7E | Boeing Plant 2-Jorgensen Forge | 24-inch | CMP | 47.5272 | -122.3094 | 1275772.8801 | 195795.3999 | 2.96 | 0001600023 | Jorgensen Forge | Jorgensen Forge Corp | NA | This is a 24-inch property line storm pipe composed of clay and CMP that once drained a portion of the south side of Boeing Plant 2, a portion of KCIA, and a portion of the historical Bethlehem Steel facility on the Jorgensen Forge property. Until 2011, this was an active storm drain for the city of Tukwila to drain a limited amount of road runoff from East Marginal Way S. In 2011, the pipe was sealed at the upstream side (east side) of the Jorgensen Forge property to eliminate city of Tukwila runoff from entering the pipe, and was sealed at the clay/CMP transition on the downstream side to prevent tidal waters from entering the pipe. High concentrations of PCBs had been detected in this pipe in the past. | Jorgensen Forge Outfall Site - Source Control Action Completion Report (Floyd/Snider 2011)
2071 | L1048 | 2071 | JOR-009 | Abandoned | Private SD | 3.61 | East | RM 2.8-3.7E | Boeing Plant 2-Jorgensen Forge | 2-inch | Steel | 47.527 | -122.3091 | 1275840 | 195718 | 15.93 | 0001600023 | Jorgensen Forge | Jorgensen Forge Corp | NA | Anchor QEA confirmed in October 2004 that no discharge occurs through this outfall. | Jorgensen Forge SWPPP (Mar 2012); Jorgensen Forge SW Treatment System Engineering Report (May 2014)
2070 | L1049 | 2070 | JOR-008 | Abandoned | Private SD | 3.63 | East | RM 2.8-3.7E | Boeing Plant 2-Jorgensen Forge | 12-inch | Steel | 47.5265 | -122.3088 | 1275893 | 195563 | 7.7 | 0001600023 | Jorgensen Forge | Jorgensen Forge Corp | NA | A video survey and underground stormwater conveyance line location search was conducted in August 2004. The survey identified that this outfall is blocked approximately 10 linear feet eastward from the face of the bank. The outfall was apparently plugged with concrete in the early 1990s. Anchor QEA confirmed in October 2004 that no dicharge occurs through this outfall. | Jorgensen Forge SWPPP (Mar 2012); Jorgensen Forge SW Treatment System Engineering Report (May 2014)
2069 | L1050 | 2069 | JOR-007 | Abandoned | Private SD | 3.64 | East | RM 2.8-3.7E | Boeing Plant 2-Jorgensen Forge | 4-inch | Steel | 47.5263 | -122.3087 | 1275930 | 195487 | 15.78 | 0001600023 | Jorgensen Forge | Jorgensen Forge Corp | NA | A video survey and underground stormwater conveyance line location search was conducted in August 2004. The survey identified that this outfall is blocked approximately 10 linear feet eastward from the face of the bank. The outfall was apparently plugged with concrete in the early 1990s. Anchor QEA confirmed in October 2004 that no dicharge occurs through this outfall. | Jorgensen Forge SWPPP (Mar 2012); Jorgensen Forge SW Treatment System Engineering Report (May 2014)
2068 | L1051 | 2068 | JOR-006 | Abandoned | Private SD | 3.65 | East | RM 2.8-3.7E | Boeing Plant 2-Jorgensen Forge | 4-inch | Steel | 47.5262 | -122.3086 | 1275945 | 195450 | 14.36 | 0001600023 | Jorgensen Forge | Jorgensen Forge Corp | NA | A video survey and underground stormwater conveyance line location search was conducted in August 2004. The survey identified that this outfall is blocked approximately 10 linear feet eastward from the face of the bank. The outfall was apparently plugged with concrete in the early 1990s. Anchor QEA confirmed in October 2004 that no dicharge occurs through this outfall. | Jorgensen Forge SWPPP (Mar 2012); Jorgensen Forge SW Treatment System Engineering Report (May 2014)
2067 | L1052 | 2067 | JOR-005 | Abandoned | Private SD | 3.66 | East | RM 2.8-3.7E | Boeing Plant 2-Jorgensen Forge | 12-inch | Concrete | 47.5261 | -122.3085 | 1275968 | 195397 | 6.01 | 0001600023 | Jorgensen Forge | Jorgensen Forge Corp | NA | This outfall (005) was previously covered under permit WA003078-3; the outfall was plugged in the early 1990s, per the 2012 SWPPP. | Jorgensen Forge SWPPP (Mar 2012); Jorgensen Forge SW Treatment System Engineering Report (May 2014)
2066 | L1053 | 2066 | JOR-004 | Abandoned | Private SD | 3.67 | East | RM 2.8-3.7E | Boeing Plant 2-Jorgensen Forge | 12-inch | Steel | 47.526 | -122.3085 | 1275982 | 195352 | 5.62 | 0001600023 | Jorgensen Forge | Jorgensen Forge Corp | NA | Previously discharged cooling water from the cooling tower concrete basin in the event that the cooling tower pump system malfunctioned or in case of a pipe break. This outfall was plugged in 2009. Jorgensen submitted an application for the removal of Outfall 004 on November 6, 2009. | Jorgensen Forge SWPPP (Mar 2012); Jorgensen Forge SW Treatment System Engineering Report (May 2014)
2064 | L1055 | 2064 | JOR-002 | Abandoned | Private SD | 3.69 | East | RM 2.8-3.7E | Boeing Plant 2-Jorgensen Forge | 12-inch | CMP | 47.5256 | -122.3083 | 1276014 | 195210 | 7.09 | 0001600023 | Jorgensen Forge | Jorgensen Forge Corp | WAR003231 (Jorgensen Forge Corp) | Collects stormwater, including roof drains, from the metl shop area and forge shop area catch basins, in the southern portion of the property. Outfall is typically tidally inundated daily. Under high storm flow conditions, system may overflow to Outfall JOR-003 (2065) through a pipe cross connection. Based on 2014 SW Treatment System Engineering Report, this outfall was abandoned. | Jorgensen Forge SWPPP (Mar 2012); Jorgensen Forge SW Treatment System Engineering Report (May 2014)
2072 | L1056 | 2072 | JOR-001 | Abandoned | Private SD | 3.71 | East | RM 2.8-3.7E | Boeing Plant 2-Jorgensen Forge | 18-inch | Steel | 47.5254 | -122.3083 | 1276024 | 195150 | 14.48 | 0001600023 | Jorgensen Forge | Jorgensen Forge Corp | WAR003231 (Jorgensen Forge Corp) | Collects stormwater, including roof drains, from the southern portion of the property. Pipe extends through a concrete bulkhead wall; low flow discharges typically sheet flow down the bulkhead wall in an area obscured by vegetation. | Jorgensen Forge SWPPP (Mar 2012); Jorgensen Forge SW Treatment System Engineering Report (May 2014)
2063 | L1101 | 2063 | 226E | Presumed abandoned | Private SD | 3.73 | East | RM 3.7-3.9E | Boeing Isaacson/Central KCIA | 4-inch | steel | 47.5251 | -122.3081 | 1276055.9901 | 195036.6799 | 1.73 | 0001600014 | Boeing Vacant Land | The Boeing Company | None identified | Outfall may actually be located on "sliver" adjacent to the former Boeing Isaason parcel. A 4-inch steel pipe was observed protruding from the bulkhead near the northern boundary of Boeing Isaacson during the 2003 Herrera survey. It is not shown on Boeing stormwater maps, and no additional information was available. | EAA-6 SCAP
2076 | L1201 | 2076 | 230E | Abandoned | Private SD | 3.89 | East | RM 3.9-4.3E | Slip 6 | 30-inch | Steel | 47.5229 | -122.307 | 1276313.9306 | 194215.6366 | 2.04 | 5422600060 | Insurance Auto Auctions | Merrill Creek Holdings LLC | NA | Appears to be abandoned. Diffuser section observed during Herrera 2003 survey, but actual pipe location (if it exists) is unclear from the Herrera 2003 photo. Outfall is shown on various historical maps, but is not mentioned in IAA SWPPP for WAR008681. Identified in Slip 6 Data Gaps report as a Boeing outfall. Possibly the same as Outfall 2075. | Slip 6 Data Gaps Report
2074 | L1203 | 2074 | 232E | Abandoned | Private SD | 3.94 | East | RM 3.9-4.3E | Slip 6 | 8-inch | CMP | 47.5221 | -122.3068 | 1276358.94 | 193925.57 | 7.49 | 5422600060 | Insurance Auto Auctions | Merrill Creek Holdings LLC | NA | Referred to as Outfall No. 2 (abandoned) in IAA SWPPP. Previously referred to as Middle Outfall. In 2004, this outfall and its associated catch basin were filled to prevent infiltration of stormwater. The catch basin was covered with a steel plate and sealed with asphalt. | Insurance Auto Auctions SWPPP; Slip 6 Data Gaps Report
Former Rhone-Poulenc | L1205 | Former Rhone-Poulenc |  | Abandoned | Private SD | 4.145 | East | RM 3.9-4.3E | Slip 6 | Unknown | Unknown | 47.5194 | -122.3033 | 1277216 | 192946 | Unknown | 5422600010 | Boeing Developmental Center | The Boeing Company | NA | 2011 SAIC Outfall Data Report shows this as an abandoned outfall. Observed durinig 2011 SAIC reconnaissance (shown on photo, in brambles at high tide line). No other information about this outfall was available. Outfall location is on Boeing parcel, which includes most of Slip 6. IAA (which leases the adjacent Container Properties LLC parcel) does not show an outfall at this location in its SWPPP. | 2011 SAIC Outfall Data Report
2078 | L1206 | 2078 | 236E | Abandoned | Private SD | 4.15 | East | RM 3.9-4.3E | Slip 6 | 8-inch | Plug iron | 47.5196 | -122.3029 | 1277311 | 193007 | 5.67 | 5624201032 | Boeing Developmental Center | The Boeing Company | NA | Outfall location may have been abandoned during demolition of onsite buildings. New sub-grade stormwater piping plumbed to City of Seattle storm drains. Outfall is located on Boeing parcel, which includes most of Slip 6. IAA (which leases the adjacent Container Properties LLC parcel) does not show an outfall at this location in its SWPPP. | Insurance Auto Auctions SWPPP
2079 | L1207 | 2079 | 235E | Abandoned | Private SD | 4.155 | East | RM 3.9-4.3E | Slip 6 | 6-inch | Plug iron | 47.5197 | -122.3028 | 1277347 | 193025 | 6.2 | 5624201032 | Boeing Developmental Center | The Boeing Company | NA | Pipe visibly plugged during Herrera 2003 survey. Outfall is located on Boeing parcel, which includes most of Slip 6. IAA (which leases the adjacent Container Properties LLC parcel) does not show an outfall at this location in its SWPPP. | Insurance Auto Auctions SWPPP
2083 | L1211 | 2083 |  | Abandoned | Bulkhead Drain | 4.221 | East | RM 3.9-4.3E | Slip 6 | 6-inch | Steel | 47.5185 | -122.304 | 1277031 | 192598 | 3.06 | 5624201032 | Boeing Developmental Center | The Boeing Company | NA | Not a Boeing permitted outfall. Boeing has investigated this pipe and believes that it is a drain from an underground utility vault that predates Boeing’s use of this property. As of April 2007, Boeing was in the process of having this pipe plugged. Need to confirm. According to 2011 SAIC Outfall Study, this is a hydraulic pressure relief pipe that drains infiltrated tidal waters from behind the bulkhead. It is therefore part of the original bulkhead design rather than an outfall. | SAIC Outfall Study Data Report
2084 | L1212 | 2084 |  | Abandoned | Bulkhead Drain | 4.23 | East | RM 3.9-4.3E | Slip 6 | 6-inch | Steel | 47.5181 | -122.3049 | 1276803 | 192479 | 1.37 | 5624201032 | Boeing Developmental Center | The Boeing Company | NA | Not a Boeing permitted outfall. Boeing has investigated this pipe and believes that it is a drain from an underground utility vault that predates Boeing’s use of this property. As of April 2007, Boeing was in the process of having this pipe plugged. Need to confirm. Possibly also a hydraulic pressure relief pipe (see 2083). | SAIC Outfall Study Data Report
2086 | L1305 | 2086 |  | Abandoned | Private SD | 4.43 | East | RM 4.3-4.9E | Boeing Developmental Center | 48-inch | Riveted CMP | 47.5153 | -122.3043 | 1276941 | 191431 | 2.17 | 5624200990 | Boeing Developmental Center | Desimone Trust Boeing | NA | Outfall is bricked shut, although a small amount of flow was observed during Herrera 2003 survey. | BDC Data Gaps Report
2094 | L1406 | 2094 |  | Presumed abandoned | NA | 4.92 | East | RM 4.9E | Norfolk CSO/SD | 12-inch | Concrete | 47.5121 | -122.2977 | 1278544 | 190258 | 4.97 | 0423049016 | Boeing Vacant Land | The Boeing Company | NA | Bank is riprap with moderate slope. No flow observed during 2008 E&E survey. Concrete pipe is broken; located 5 feet upstream of E&E-A. Not shown on Boeing drainage maps. According to Boeing, this outfall is closed and there is no discharge. It was approx. half full with sand in 2003 (not apparent in Herrera survey photo), and this sand currently remains in place (Boeing 2010 [Doc 6112]). | BDC Data Gaps Report
E&E-1 | L1408 | E&E-1 |  | Presumed abandoned | Unknown | 4.97 | East | RM 4.9E | Norfolk CSO/SD | Unknown | Unknown | 47.5116 | -122.2969 | 1278734 | 190059 | Unknown | Unknown | NA | NA | None identified | Outfall location based on City of Tukwila information. Not observed at time of E&E 2008 outfall survey. Coordinates in Doc 7450 appear to be incorrect; correction made. | E&E 2009 [7450]
E&E-2 | L1409 | E&E-2 |  | Outside LDW | Unknown | 5.04 | East | RM 4.9E | Norfolk CSO/SD | 12-inch | Concrete | 47.5111 | -122.2955 | 1279071 | 189882 | Unknown | Unknown | NA | NA | None identified | Coordinates may be incorrect; in LDW channel. No flow observed during 2008 E&E survey. Located behind channel traffic diversion boom. Riprap, steep slope. Outside LDW Site. | E&E 2009 [7450]
E&E-3 | L1410 | E&E-3 |  | Outside LDW | Unknown | 5.13 | East | RM 4.9E | Norfolk CSO/SD | 12-inch | Corrugated PVC | 47.5106 | -122.2942 | 1279389 | 189690 | Unknown | Unknown | NA | NA | None identified | Coordinates may be incorrect; in LDW channel. No flow observed during 2008 E&E survey. Riprap, steep slope. Outside LDW Site. | E&E 2009 [7450]
E&E-4 | L1411 | E&E-4 |  | Outside LDW | Unknown | 5.15 | East | RM 4.9E | Norfolk CSO/SD | Unknown | Unknown | 47.5104 | -122.2934 | 1279588 | 189609 | Unknown | Unknown | NA | NA | None identified | Outfall location based on City of Tukwila information. Not observed at time of E&E 2008 outfall survey. Coordinates may be incorrect; in LDW channel. Outside LDW Site. | E&E 2009 [7450]
E&E-5 | L1412 | E&E-5 |  | Outside LDW | Unknown | 5.17 | East | RM 4.9E | Norfolk CSO/SD | 18-inch | Steel | 47.5101 | -122.2929 | 1279722 | 189494 | Unknown | Unknown | NA | NA | None identified | Observed during E&E outfall survey; observed flow rate = trickle. Bank is wood and riprap with some mud, piles. No other information available. Outside LDW Site. | E&E 2009 [7450]
8135 | L1504 | 8135 | T103_04 | Presumed Inactive | Ditch | 0.05 | West | RM 0.0-1.0W | Spokane St to Kellogg Island | NA | Armor rock | 47.5683 | -122.3507 | 1265860.4101 | 210999.4728 | NA | 7666703440 | Gen Const/Wright Schuchart | Port of Seattle | WAR002227 (Glacier Northwest Aggregates) | This outfall appears to be located near the facility's dock. It is not identified as a discharge point in the 2011 SWPPP, so may be inactive or abandoned. Need to verify. | Seattle Aggregate Yard (Glacier Northwest Inc) SWPPP (Jan 2011); CalPortland 2009 [7481]
2146 | L1511 | 2146 | 306W | Presumed Inactive | Private SD | 0.276 | West | RM 0.0-1.0W | Spokane St to Kellogg Island | 6-inch | Ductile iron | 47.5652 | -122.3495 | 1266127.59 | 209858.5499 | 7.85 | 7666703540 | Port-Terminal 105 | General Recycling of Washington LLC | WAR002341 (General Recycling of Washington) | Located on General Recycling property, but believed to be inactive. No mention of this outfall in the General Recycling SWPPP. General Recycling site plan dated 2/19/2019 does not show this outfall. Presumed abandoned. | Spokane Street to Kellogg Island Data Gaps Report; Revised Site Plan dated 2/19/2019 (PARIS)
2144 | L1512 | 2144 | 307W | Presumed Inactive | Private SD | 0.278 | West | RM 0.0-1.0W | Spokane St to Kellogg Island | 10-inch | Ductile iron | 47.5652 | -122.3495 | 1266135.28 | 209841.4499 | 6.64 | 7666703540 | Port-Terminal 105 | General Recycling of Washington LLC | WAR002341 (General Recycling of Washington) | Located on General Recycling property, but believed to be inactive. No mention of this outfall in the General Recycling SWPPP. General Recycling site plan dated 2/19/2019 does not show this outfall. Presumed abandoned. | Spokane Street to Kellogg Island Data Gaps Report; Revised Site Plan dated 2/19/2019 (PARIS)
2145 | L1513 | 2145 | 308W | Presumed Inactive | Private SD | 0.28 | West | RM 0.0-1.0W | Spokane St to Kellogg Island | 4-inch | Ductile iron | 47.5652 | -122.3495 | 1266119.57 | 209839.0001 | 10.1 | 7666703540 | Port-Terminal 105 | General Recycling of Washington LLC | WAR002341 (General Recycling of Washington) | Located on General Recycling property, but believed to be inactive. No mention of this outfall in the General Recycling SWPPP. General Recycling site plan dated 2/19/2019 does not show this outfall. Presumed abandoned. | Spokane Street to Kellogg Island Data Gaps Report; Revised Site Plan dated 2/19/2019 (PARIS)
2141 | L1517 | 2141 | 313W | Presumed Inactive | Unknown | 0.481 | West | RM 0.0-1.0W | Spokane St to Kellogg Island | 8-inch | Steel | 47.5619 | -122.3509 | 1265752.58 | 208663.03 | 11.48 | 7666703670 | Grayline of Seattle | City of Seattle Dept of Parks & Recreation (DPR) | WAR002966 (Evergreen Trails LLC) | This may be a discharge location for Evergreen Trails. Stormwater may discharge via this outfall to Outfall 2226 (channel). However, aerial photos indicate a white PVC pipe entering the Herring's House Park Embayment from the Evergreen Trails site, which does not correspond to the 8-inch steel pipe identified previously at this location. It is possible that all four 8-inch steel outfalls (2140 to 2143) have been removed and replaced with a new PVC pipe. Additional information is needed. | Spokane Street to Kellogg Island Data Gaps Report
2140 | L1518 | 2140 | 312W | Presumed Inactive | Unknown | 0.482 | West | RM 0.0-1.0W | Spokane St to Kellogg Island | 8-inch | Steel | 47.5619 | -122.351 | 1265735.64 | 208666.51 | 11.58 | 7666703670 | Grayline of Seattle | City of Seattle Dept of Parks & Recreation (DPR) | None identified | Stormwater is transported to the LDW via Outfall 2226 (channel). | Spokane Street to Kellogg Island Data Gaps Report
2142 | L1519 | 2142 | 314W | Presumed Inactive | Unknown | 0.483 | West | RM 0.0-1.0W | Spokane St to Kellogg Island | 8-inch | Steel | 47.5618 | -122.3511 | 1265706.02 | 208615.74 | 14.01 | 7666703670 | Grayline of Seattle | City of Seattle Dept of Parks & Recreation (DPR) | None identified | Stormwater is transported to the LDW via Outfall 2226 (channel). | Spokane Street to Kellogg Island Data Gaps Report
2143 | L1520 | 2143 | 315W | Presumed Inactive | Unknown | 0.484 | West | RM 0.0-1.0W | Spokane St to Kellogg Island | 8-inch | Steel | 47.5617 | -122.3512 | 1265675.7799 | 208597.6298 | 14.76 | 7666703670 | Grayline of Seattle | City of Seattle Dept of Parks & Recreation (DPR) | None identified | Stormwater is transported to the LDW via Outfall 2226 (channel). | Spokane Street to Kellogg Island Data Gaps Report
T107 Park | L1522 | T107 Park |  | Presumed Inactive | Port SD | 0.59 | West | RM 0.0-1.0W | Spokane St to Kellogg Island | NA | NA | 47.56 | -122.3503 | 1265893.8202 | 207962.5842 | Unknown | 1924049103 | Port-Kelloggs Island | Port of Seattle | WAR044701 (Port of Seattle - Municipal SW Phase I GP) | SoundEarth Strategies (2011; Doc 7439) refers to a pipe outlet that was observed near the ravine on the northern portion of the T107 Park property during a site reconnaissance; no flow was observed, and the location of the pipe inlet is unknown. In addition, a SW pipe with input from a catch basin located near the public parking lot transmits water to a grass swale. | SoundEarth Strategies 2011 [7439]
2139 | L1601 | 2139 | 316W, Lafarge 001 | Abandoned | Private SD | 0.98 | West | RM 1.0-1.3W | Kellogg Island to Lafarge | 8-inch | Cast Iron | 47.5551 | -122.3469 | 1266689.52 | 206177.3201 | 8.76 | 1924049003 | Lafarge | Lafarge Corp | NA | Plugged with concrete in 2010 or 2011 by Lafarge (Lafarge SWPPP). This outfall discharged recycled water (SCAP). Herrera identifies this as a 6-inch DI pipe in its 2003 outfall survey. | Kellogg Island to Lafarge SCAP; Lafarge SWPPP
2138 | L1602 | 2138 | 317W, Lafarge 002 | Inactive | Private SD | 0.995 | West | RM 1.0-1.3W | Kellogg Island to Lafarge | 6-inch | Cast Iron | 47.555 | -122.3461 | 1266883.85 | 206113.9701 | 3.75 | 1924049003 | Lafarge | Lafarge Corp | NA | This outfall discharged non-contact cooling water (SCAP). Herrera identifies this as a 6-inch steel outfall pipe in its 2003 outfall survey. | Kellogg Island to Lafarge SCAP
Lafarge 003 | L1603 | Lafarge 003 |  | Inactive | Private SD | 1 | West | RM 1.0-1.3W | Kellogg Island to Lafarge | No information | No information | 47.555 | -122.3452 | 1267113.8443 | 206130.7129 | No information | 1924049003 | Lafarge | Lafarge Corp | NA | This outfall discharged non-contact cooling water (SCAP). | Kellogg Island to Lafarge SCAP
Lafarge 004 | L1604 | Lafarge 004 |  | Abandoned | Private SD | 1.05 | West | RM 1.0-1.3W | Kellogg Island to Lafarge | No information | No information | 47.5547 | -122.3436 | 1267506.3225 | 206008.5225 | No information | 1924049003 | Lafarge | Lafarge Corp | NA | Plugged with concrete in 2010 or 2011 by Lafarge (Lafarge SWPPP). This outfall discharged dock and facility stormwater drainage (SCAP). | Kellogg Island to Lafarge SCAP; Lafarge SWPPP
Lafarge 005 | L1605 | Lafarge 005 |  | Inactive | Private SD | 1.13 | West | RM 1.0-1.3W | Kellogg Island to Lafarge | No information | No information | 47.5536 | -122.343 | 1267643.7163 | 205602.7336 | No information | 1924049003 | Lafarge | Lafarge Corp | NA | This outfall formerly discharged dock trench drainage (SCAP). | Kellogg Island to Lafarge SCAP
5002 | L1606 | 5002 | 318W; Lafarge 006 | Abandoned | Private SD | 1.22 | West | RM 1.0-1.3W | Kellogg Island to Lafarge | 36-inch | CMP | 47.5524 | -122.3424 | 1267798.0001 | 205163.9999 | 5 | 1924049003 | Lafarge | Lafarge Corp | NA | Sealed by a concrete plug placed at the south end of the east dock trench in April 1997. This outfall formerly discharged dock trench drainage (SCAP). | Kellogg Island to Lafarge SCAP
2137 | L1702 | 2137 |  | Presumed inactive | Private SD | 1.23 | West | RM 1.3-1.6W | Glacier Bay | 24-inch | Concrete | 47.5523 | -122.3424 | 1267780.8085 | 205111.0374 | 2.73 | 1924049026 | Alaska Marine Lines | 5600 W Marginal Way SW Seattle LLC | WAR001365 (Alaska Marine Lines) | This outfall appears to be at the same location as 5005. It is unclear whether there are two outfalls at this location, or only one. It is not known whether this outfall is active, and if so, what drains to it. | Alaska Marine Lines SWPPP (May 2012)
2136 | L1703 | 2136 |  | Abandoned | Private SD | 1.295 | West | RM 1.3-1.6W | Glacier Bay | 6-inch | Steel | 47.5511 | -122.3419 | 1267909 | 204684 | 14.58 | 1924049026 | Alaska Marine Lines | 5600 W Marginal Way SW Seattle LLC | WAR001365 (Alaska Marine Lines) | This outfall has been decommissioned. | 2011 SAIC Outfall Data Report
AML-DP3 | L1705 | AML-DP3 |  | Inactive | Private SD | 1.32 | West | RM 1.3-1.6W | Glacier Bay | No information | No information | 47.5512 | -122.3419 | 1267904 | 204695 | No information | 1924049026 | Alaska Marine Lines | 5600 W Marginal Way SW Seat | WAR001365 (Alaska Marine Lines Seattle Termina) | This outfall drains the area owned by Duwamish Shipyard and leased to Alaska Marine Lines, and the former graving dock area (Zones A and D, per SWPPP). In addition, it drains a portion of the central site area (Zone A). SW is routed through a treatment system (installed in 2011); this outfall (identified in the permit as DP-3) is the outlet of the treatment system. According to the 2015 SWPPP, SW that formerly discharged from the Duwamish Shipyard site from outfall DP-D (Outfall 2129) now discharges through DP-2. | Alaska Marine Lines SWPPP (Dec 2015)
2133 | L1706 | 2133 | 324W | Abandoned | Private SD | 1.321 | West | RM 1.3-1.6W | Glacier Bay | 12-inch | Steel | 47.5511 | -122.3418 | 1267938 | 204682 | 15.33 | 1924049026 | Alaska Marine Lines | 5600 W Marginal Way SW Seattle LLC | NA | The outfall is associated with historical operations at Duwamish Shipyard. This outfall has been abandoned.
2135 | L1707 | 2135 | 325W | Abandoned | Private SD | 1.322 | West | RM 1.3-1.6W | Glacier Bay | 4-inch | PVC | 47.5511 | -122.3418 | 1267928 | 204679 | 14.65 | 1924049026 | Alaska Marine Lines | 5600 W Marginal Way SW Seattle LLC | NA | The outfall is associated with historical operations at Duwamish Shipyard. This outfall has been abandoned.
2134 | L1708 | 2134 | 326W | Abandoned | Private SD | 1.323 | West | RM 1.3-1.6W | Glacier Bay | 4-inch | PVC | 47.5511 | -122.3418 | 1267933 | 204679 | 14.63 | 1924049026 | Alaska Marine Lines | 5600 W Marginal Way SW Seattle LLC | NA | The outfall is associated with historical operations at Duwamish Shipyard. This outfall has been abandoned.
2132 | L1709 | 2132 | 327W | Abandoned | Private SD | 1.324 | West | RM 1.3-1.6W | Glacier Bay | 12-inch | Steel | 47.5511 | -122.3417 | 1267943 | 204678 | 15.29 | 1924049026 | Alaska Marine Lines | 5600 W Marginal Way SW Seattle LLC | NA | The outfall is associated with historical operations at Duwamish Shipyard. This outfall has been abandoned.
2131 | L1710 | 2131 | 328W | Abandoned | Private SD | 1.325 | West | RM 1.3-1.6W | Glacier Bay | 12-inch | Steel | 47.5511 | -122.3417 | 1267943 | 204677 | 15.46 | 1924049026 | Alaska Marine Lines | 5600 W Marginal Way SW Seattle LLC | NA | The outfall is associated with historical operations at Duwamish Shipyard. This outfall has been abandoned.
2129 | L1711 | 2129 | 329W | Inactive | Private SD | 1.38 | West | RM 1.3-1.6W | Glacier Bay | 6-inch | Ductile iron | 47.5502 | -122.3414 | 1268032 | 204331 | 10.73 | 1924049028 | Duwamish Shipyards | Duwamish Shipyard Inc | NA | Until 9/2011, this outfall drained most of the Duwamish Shipyard site (the area currently referred to as Alaska Marine Lines Zone D; see Outfall 2136). This outfall was also known as DP-D, and was identified as Outfall 005 in the Duwamish Shipyard RI/FS Work Plan (Anchor 2010 [6817]). The outfall was previously covered under ISWGP WAR003093 (Duwamish Shipyard).
POS 6161 | L1805 | 2123 |  | Inactive | Port SD | 1.81 | West | RM 1.6-2.1W | Terminal 115 | 12-inch | Composite | 47.5436 | -122.3382 | 1268765 | 201930 | 8.95 | 5367202505 | Port Terminal 115 / Seafreeze | Port of Seattle | WAR044701 (Port of Seattle - Municipal SW Phase I GP); WAR000471 (Northland Services Inc Seattle) | Herrera identified this as a 12-inch corrugated metal pipe during the 2003 outfall survey. Phoinix (2006) identified it as a 12-inch composite pipe [5959]. According to the 2016 Northland Services SWPPP, this outfall has been plugged. It was previously identified as the outfall for drainage area 6 (DA-6), which was consolidated into DA-3 in 2016. | 2016 Site Map provided with 2019 Northland Services Request for Coverage; Northland Services 2016 SWPPP; Phoinix 2006 [5959]; Herrera 2003 outfall survey
Port-SF | L1809 | Port-SF | 339W | Abandoned | Port SD | 1.94 | West | RM 1.6-2.1W | Terminal 115 | Unknown | Unknown | 47.5429 | -122.3366 | 1269150.0299 | 201651.2399 | Unknown | 5367202505 | Port Terminal 115 / Seafreeze | Port of Seattle | NA | Port-SF = Port - SeaFreeze. This outfall is identified in the Terminal 115 SCAP as "abandoned." | Terminal 115 SCAP
2121 | L2002 | 2121 | 346W | Presumed Inactive | Private SD | 2.122 | West | RM 2.1-2.2W | Trotsky Inlet | 12-inch | Concrete | 47.5404 | -122.3342 | 1269738.11 | 200751.72 | 8.29 | None | None | WSDOT | None identified | This area is currently leased from WSDOT by Douglas Management Company. Drainage from the 1st Avenue Bridge as well as from the Douglas Management Company property appears to be transported to a drainage swale at this location. This appears to be at same location as Outfall 2509 (see active outfalls sheet). Water appears to flow through the swale to the LDW discharge point at Outfall 2508. (See Figure 2, Douglas Mgmt Company Supplemental Data Gaps Report.) Based on outfall coordinates and DMC drainage map, it is unclear what discharges at this location and exactly where this outfall is located. | Douglas Mgmt Company Supplemental Data Gaps Report (SAIC 2008 [4093])
W Seattle Reservoir Overflow | L2004 | 2120 | 348W | Not an Outfall | NA | 2.18 | West | RM 2.1-2.2W | Trotsky Inlet | 36-inch | Concrete | 47.5394 | -122.3342 | 1269733.22 | 200361 | 6.51 | None | None | WSDOT | NA | Not a stormwater outfall; per SPU, this is a reservoir overflow only. | EAA-2 SCAP
2117 | L2006 | 2117 | 351W | Presumed Inactive | Private SD | 2.26 | West | RM 2.1-2.2W | Trotsky Inlet | 4-inch | PVC | 47.5391 | -122.3319 | 1270289 | 200260 | 10.77 | 6871200045 | Vacant | Boyer Towing Inc | None identified | Pipe observed penetrating through concrete retaining wall during 2003 Herrera survey. No other information was available.
2116 | L2007 | 2116 | 352W | Presumed Inactive | Private SD | 2.33 | West | RM 2.1-2.2W | Trotsky Inlet | 6-inch | Plastic | 47.5385 | -122.3304 | 1270643 | 200013 | 10.56 | 6871200350 | River View Marina | Halvorsen MaryCatherine | None identified | No information available regarding this outfall. Pipe observed during 2003 Herrera survey and 2011 SAIC outfall sediment sampling.
5th Avenue S Ditch | L2012 | 5th Ave S |  | Not an Outfall | Ditch | 2.49 | West | RM 2.1-2.2W | Trotsky Inlet | Ditch | NA | 47.5368 | -122.3282 | 1271181 | 199395 | NA | NA | None | Port of Seattle/City ROW | None identified | Surface discharge at end of 5th Avenue S. According to United Iron Works SWPPP (WAR002137; inactive), surface runoff from this and several other facilities discharges to the LDW at this location. Beth Schmoyer comment: The north end of 5th Ave S has no formal drainage system and is subject to tidal flooding during high tides. A mixture of stormwater and river water discharges back to the waterway via a low point in the bank when the tide recedes. This is not a drainage ditch | United Iron Works SWPPP
2106 | L2104 | 2106 | 358W | Presumed inactive | No information | 2.84 | West | RM 2.2-3.4W | Riverside Drive | 24-inch | Ductile iron | 47.5336 | -122.3226 | 127255 | 198184 | 1.41 | NA | None | Port of Seattle | None identified | Outfall is located near the end of S Portland Street. | Riverside Drive SCAP
2108 | L2105 | 2108 | 359W | Presumed Inactive | No information | 2.845 | West | RM 2.2-3.4W | Riverside Drive | 8-inch | Ductile iron | 47.5334 | -122.3226 | 1272552 | 198141 | 5.9 | NA | None | Port of Seattle | None identified | Outfall is located near the end of S Portland Street. | Riverside Drive SCAP
2111 | L2106 | 2111 | 360W | Inactive | Private SD | 2.91 | West | RM 2.2-3.4W | Riverside Drive | 12-inch | Ductile iron | 47.5329 | -122.3218 | 1272729 | 197942 | 7.54 | 7327903645 | Silver Bay Logging Inc | Silver Bay Logging Inc | NA | Independent Metals operated on this parcel. According to an 8/16/2011 Ecology inspection report at Independent Metals Plant 2, this pipe does not convey site stormwater to the LDW. | Riverside Drive SCAP
2109 | L2108 | 2109 |  | Presumed inactive | Private SD | 2.93 | West | RM 2.2-3.4W | Riverside Drive | 11-inch | Wood | 47.5326 | -122.3213 | 1272860 | 197836 | 5.63 | 7327902520 | Work Boats North West | Silver Bay Logging Inc | None identified | Near end of S Chicago Street. No other information available. Workboats Northwest (FSID 95749157) is a haz waste generator on this parcel. Based on 2020 Google Earth, bern around facility prevents runoff to LDW. No outfall observed. | Riverside Drive SCAP
SPMar | L2202 | SPMar |  | Presumed abandoned | Private SD | 3.43 | West | RM 3.4-3.8W | Terminal 117 | Unknown | Unknown | 47.5278 | -122.3132 | 1274823 | 196047 | Unknown | 2185600025 | Tire Factory | South Park Marina Ltd Partn | WAG030045 (South Park Marina) | Stormwater from five catch basins on the western portion of the South Park Marina property formerly discharged at this location. This includes catch basins associated with Tire Factory and Rick's Master Marine facilities, plus the western half of South Park Marina. According to SPU maps, this area drains to the 16th Ave SD (west) outfall. | Windward 2010 [6814], SAIC 2007 [2992], Seattle SCIP2 [12418]
T117 | L2204 | T117 |  | Abandoned | Ditch | 3.51 | West | RM 3.4-3.8W | Terminal 117 | NA | NA | 47.5271 | -122.312 | 1275118 | 195780 | Unknown | 0001600044 | None | Port of Seattle | NA | Surface ditch and corrugated pipe between South Park Marina and Terminal 117 properties. According to T117 Data Gaps Report (Windward 2003 [0059], Figure 5-9), the corrugated pipe drained "building downspouts". This outfall is unnumbered but is also shown on Figure 5-9 of the T117 Data Gaps Report. Removed as part of Removal Action for Adjacent Streets and Stormwater portion of EAA remedial action. | Windward 2003 [0059], Windward 2010 [6814], Kuroiwa 5/13/2014
2211 | L2206 | 2211 | 368W | Not an Outfall | NA | 3.62 | West | RM 3.4-3.8W | Terminal 117 | NA | NA | 47.5262 | -122.3104 | 1275507 | 195448 | 6 | 0001600044 | Port of Seattle (Terminal 117) | Port of Seattle | NA | According to LDW RI Appendix H, pipe was noted during site activities but was identified as miscellaneous shoreline debris and not an outfall. | LDW RI Appendix H
2210 | L2207 | 2210 | 369W | Not an Outfall | NA | 3.629 | West | RM 3.4-3.8W | Terminal 117 | NA | NA | 47.526 | -122.3103 | 1275539 | 195379 | 9 | 0001600044 | Port of Seattle (Terminal 117) | Port of Seattle | NA | According to LDW RI Appendix H, pipe was noted during site activities but was identified as miscellaneous shoreline debris and not an outfall. | LDW RI Appendix H
2209 | L2208 | 2209 | 370W | Presumed abandoned | Port SD | 3.63 | West | RM 3.4-3.8W | Terminal 117 | 8-inch | PVC | 47.526 | -122.3103 | 1275541 | 195368 | 9 | 0001600044 | Port of Seattle (Terminal 117) | Port of Seattle | NA | Runoff from the central interior of T117 flowed to CB2, through a 3.5-inch iron pipe onto the pavement, then overland to CB3. CB3 discharged through a 6-inch underground pipe to CB4, which then discharged to CB5. A 20-ft trench drain along at the south end of T117 discharged to CB6, which discharged to pavement and then flowed overland to CB5. CB5 discharged to the LDW at Outfall 2009, through the shoreline berm to the riprap. According to R. Kuroiwa (Email dated 5/6/2014), there are currently no active outfalls at Terminal 117. | Windward 2010 [6814], Kuroiwa 5/6/2014
2213 | L2209 | 2213 | 371W | Presumed abandoned | Ditch | 3.67 | West | RM 3.4-3.8W | Terminal 117 | NA | NA | 47.5255 | -122.31 | 1275604 | 195195 | 6 | 0001600044 | None | Port of Seattle | NA | Based on Figure 5-9 of the T117 Data Gaps Report (Windward 2003 [0059]), drainage from a portion of the roof of the large building on the south end of T117 drained to this ditch/swale and discharged to the LDW at this location. According to R. Kuroiwa (Email dated 5/6/2014), there are currently no active outfalls at Terminal 117. | Windward 2003 [0059], Windward 2010 [6814], Kuroiwa 5/6/2014
2100B | L2305 | 2100B |  | Presumed Inactive | Private SD | 4.149 | West | RM 3.8-4.2 West | Sea King Industrial Park | 6-inch | PVC | 47.5187 | -122.3082 | 1275994 | 192704 | 4.55 | 0001600061 | Duwamish Yacht Club | Mellon Trust of WA-Desimone | None identified | This outfall is adjacent to the Duwamish Yacht Club. According to the Data Gaps Report, it may be inactive. | SAIC 2013 [10373]
Delta Marine | L2307 | Delta Marine |  | Presumed Inactive | Unknown | 4.23 | West | RM 3.8-4.2 West | Sea King Industrial Park | Unknown | Unknown | 47.5178 | -122.3071 | 1276263 | 192375 | NA | 5624200005 | Delta Marine Industries | Delta Marine | WAG030091 (Delta Marine Industries Inc) | According to the facility's 2012 SWPPP, the repair shop appeared to discharge directly to the LDW at outfall Delta Marine. A more recent (February 2020) site map no longer shows this discharge. Presumed inactive. | Delta Marine SWPPP (2012); Feb 2020 SW Compliance Inspection (PARIS)
3842 | L2409 | 3842 |  | Outside LDW | City SD (Tukwila) | 5.56 | West | RM 4.2-5.8 West | Restoration Areas | 48-inch | Unknown | 47.5055 | -122.2953 | 1279095 | 187826 | Unknown | 0423049189 | Oxbow Corporate Park | Western FO | WAR045544 (Tukwila City - Municipal SW Phase II Western WA GP) | Listed in Restoration Areas SCAP. No other information available. | Ecology 2013 [9157]
3921 | L2410 | 3921 |  | Outside LDW | City SD (Tukwila) | 5.7 | West | RM 4.2-5.8 West | Restoration Areas | 24-inch | Concrete | 47.5042 | -122.2977 | 1278480 | 187345 | Unknown | 2843800005 | None | King County Parks | WAR045544 (Tukwila City - Municipal SW Phase II Western WA GP) | Listed in Restoration Areas SCAP. No other information available. | Restoration Areas SCAP (Sep 2013)

## 6-Historical Info
Leidos ID | Outfall ID | Alternate Outfall ID | Herrera 2003 Outfall Survey - Notes | LDW RI Appendix H - Notes
L0101 | 2156 | POS 6030; 102E | 18-inch CMP @ headwall DI. Port SD. Flow rate = 20 gpm. Flap valve in good working order, shot at top of pipe. Elev_88 = 10.47 PIPE. Photo file 52003-128 and 51903, P5202215/P5192185. GPS X_Coord = 1266306.5300, Y_Coord = 211372.3200 | Port of Seattle storm drain. Status resolved - public SD.
L0102 | 2151 | POS 6031; 104E | 15-inch CMP behind headwall. Port SD. No flow. Valve in good condition, shot at top of pipe, shots 2153, 2154, 2151 shot along E edge of Marina. Elev_88 = 10.09 PIPE. Photo file 52003-128 and 51903, P5202216/P5192186. GPS X_Coord = 1266594.6900, Y_Coord = 211322.8500 | Port of Seattle storm drain. Status resolved - public SD.
L0103 | HRE-1 | POS 6032 | 18-inch DI pipe. Private SD. No flow. Shot at top of pipe, flapper valve present. Elev_88 = 11.25 PIPE. Photo file 52003-128 and 51903, P5202217/P5192187. GPS X_Coord = 1266887.4600, Y_Coord = 211399.2200 | Outfall located on Port property adjacent to Harbor Real Estate. Discharge of stormwater from both properties likely. Status tentatively resolved - public SD.
L0104 | 2154 | POS 7042; 103E | 6-inch concrete pipe. Port SD. No flow. Good condition, 2' of daylight, shot at top of pipe. Elev_88 = 10.07 PIPE. Photo file 52003-128, P5202220/221. GPS X_Coord = 1267089.1600, Y_Coord = 211338.6300 | Port of Seattle storm drain. Status resolved - public SD.
L0201 | S Nevada SD | S Nevada SD | None | None
L0202 | 2155 | 106E | 144-inch concrete CSO/SD pipe. CSO 111. Flow rate = 2 ft/sec. CSO111 is located under powerlines, large wood debris located on boom at outfall, CTS shoots corners of top structure, CSO111 painted on seaward facing wall. Elev_88 = 8.00 EC. Photo file 51603-1, P5161878/879/880/881/882/883/884. GPS X_Coord = 1267147.0000, Y_Coord = 209072.0000 | SPU Diagonal CSO (No. 111) and King County Hanford No. 1 (031)/Bayview CSO; SPU SD. Status resolved - CSO/SD.
L0203 | 2153 | 107E; Duwamish Pump Station East 035; Duwamish CSO/Pump Station Emergency Bypass | 36-inch King County EOF. Material not identified. No flow noted. Duwamish PS (034). Shoot from first upgradient structure. Survey point is on upgradient MH. 2 pictures P7112389 and P7112390 taken from top of structure. Elev_88 = 13.00 METRO MH. Photo file 71103, P7112389/390. GPS X_Coord = 1267207.0000, Y_Coord = 209036.0000 | Concrete stormwater system structure, not point of outfall. King County EOF Duwamish Pump Station East (035). Status resolved - not an outfall.
L0204 | 2002 | 108E; Former WWTP Outfall | 30-inch ID steel pipe. Diagonal WWTP outfall (abandoned). Flow rate = drip. En route to outfall 592, cross to west shoreline to get CTS 20' rod, photos taken at 100' off shore, unknown outfall A north of 592, pipe broken at 30' from daylight. Elev_88 = 3.00 INV. Photo file 51603-1, P5161889/890/891/892/893. GPS X_Coord = 1267233.0000, Y_Coord = 208519.0000 | SPU abandoned treatment facility outfall (Duwamish Diagonal SCAP documentation). Status resolved - abandoned.
L0205 | 2225 | 109E; POS 7670 | 18-inch concrete pipe. No flow. 21' exposed from daylight, all joints are seperated, diffusor filled with sediment, not working, concrete diffusor 7' high by 8.5' wide, concrete exposed, survey pt. 20. Elev_88 = 5.75 INV. Photo file 51603-1, P5161894/901/902/903/904/905. GPS X_Coord = 1267312.0400, Y_Coord = 208314.2100 | Port of Seattle storm drain. Status resolved - public SD.
L0301 | 2003 | 110E | 12-inch steel SD pipe. Out_ID = A. GSA-Corps of Engineers. Flow rate = trickle. Notes: 1049-unknown outfall B, flap gate frozen open, extends at 4' from daylight, survey pt. 2005 shot at top of pipe outlet. Elev_88 = 6.90 PIPE. Photo file 51603-1, P5161898/899. GPS X_Coord = 1267396.1200, Y_Coord = 207920.4100 | Unknown SD - SPU. Diagonal Ave S SD. Status resolved - public SD.
L0302 | 2006 | 11E | 12-inch metal SD pipe. Out_ID = 592. GSA-Corps of Engineers. Flow rate = trickle. Notes: 1040- unknown outfall C, with working flap gate (opens/seals)-survey pt. 2004, outlet is 2' off ground and extends 8' beyond daylight. Elev_88 = -0.22 PIPE. Photo file = 51603-1, P5161895/897. GPS X_Coord = 1267441.2200, Y_Coord = 207760.1800 | Corps of Engineers. No information readily available. Status resolved - public SD.
L0303 | FedCtrS |  | None | None
L0304 | 2005 | 112E | 8-inch concrete SD pipe. Out_ID = B. GSA-Corps of Engineers. No flow noted. No notes. Elev_88 = 6.00 DOCK. Photo file 70203, P7122409/410. GPS X_Coord = 1267692.0000, Y_Coord = 207056.0000 | General Services Administration. Unknown SD. No permit located for WA Liquor Control Board. Status resolved - public SD.
L0305 | 2004 | 113E | 8-inch concrete SD pipe. Out_ID = C. No flow noted. GSA-Corps of Engineers. Travel at 50' off shoreline searching for pipes, pipes observed below pier, location marked with an X, need Zodiak to investigate pipes further. Elev_88 = -3.00 LW. Photo file 71103, P7122409/410. GPS X_Coord = 1267931.0000, Y_Coord = 207048.0000 | General Services Administration. Unknown SD. No permit located for WA Liquor Control Board. Status resolved - public SD.
L0306 | 2246 | 114E | 8-inch concrete SD pipe. No flow noted. GSA-Corps of Engineers. No notes. Elev_88 = -5.00 PIPE OS. Photo file 70203, P7122409/410. GPS X_Coord = 1267717.0000, Y_Coord = 206978.0000 | General Services Administration. Unknown SD. No permit located for WA Liquor Control Board. Status resolved - public SD.
L0307 | 2247 | 116E | 8-inch concrete SD pipe. No flow noted. Travel at 50' off shoreline searching for pipes, pipes observed below pier, location marked with an X, need Zodiak to investigate pipes further. Elev_88 = -3.00 DOCK. Photo file 70203, P7122409/410. GPS X_Coord = 1267756.0000, Y_Coord = 206859.0000 | General Services Administration. Unknown SD. No permit located for WA Liquor Control Board. Status resolved - public SD.
L0308 | 5000 | 115E | 32-inch steel SD pipe. No flow noted. GSP-Corps of Engineers. Unknown dock pipe #2, pipe supported from bottom of pier with steel hangers, located at 180' from SE corner of dock, length is 51' from daylight, location painted with X. Elev_88 = 6.00 LE. Photo file 71103, P7022341/342, P7112403/405. GPS X_Coord = 1268129.0000, Y_Coord = 206894.0000 | General Services Administration. Unknown SD. No permit located for WA Liquor Control Board. Status resolved - public SD.
L0309 | 2245 | 118E | 32-inch steel SD pipe. No flow noted. GSA-Corps of Engineers. Unknown dock pipe #2, pipe supported from bottom of pier with steel hangers, located at 180' from SE corner of dock, length is 51' from daylight, location painted with X. Elev_88 = -4.00 PIPE OS. Photo file 70203, P7022341/342, P7112403/405. GPS X_Coord = 1268128.0000, Y_Coord = 206851.0000 | General Services Administration. Unknown SD. No permit located for WA Liquor Control Board. Status resolved - public SD.
L0310 | 5001 | 117E | 32-inch steel SD pipe. No flow noted. GSA-Corps of Engineers. Unknown dock pipe #2, pipe supported from bottom of pier with steel hangers, located at 180' from SE corner of dock, length is 51' from daylight, location painted with X. Elev_88 = -4.00 PIPE OS. Photo file 70203, P7022341/342, P7112403/405. GPS X_Coord = 1268128.0000, -206851.0000 | General Services Administration. Unknown SD. No permit located for WA Liquor Control Board. Status resolved - public SD.
L0401 | 2244 | 119E; Dock Pipe #2 | Dock pipe. Not found. KC property on E Marginal. GPS X_Coord = 1268022.6200, Y_Coord = 206128.8200 | King County storm drain. Status resolved - public SD.
L0402 | 2223 | 121E | 18-inch ductile iron CSO pipe. Brandon CSO (041). No flow noted. Pipe with gate structure, 90 degree 18" weir outlet that is in use at low flow, during high flow water crests the structure and flows out concrete apron. Elev_88 = -3.00 PIPE. Photo file 70203, P7022338/339, P7112388/389. GPS X_Coord = 1268177.0000, Y_Coord = 205981.0000 | King County Combined Sewer Overflow Brandon St. (041). Status resolved - CSO.
L0403 | 2007 | 122E; KC005 | 18-inch CMP. No flow. Continue S at 50' off shoreline, 1231-locate private outfall KC005, survey pt. 2007 shot at IE, pipe is wet. Elev_88 = 5.77 INV. Photo file 51603-1, P5161944. GPS X_Coord = 1268301.9400, Y_Coord = 205308.1100 | King County storm drains. Status resolved - public SD.
L0501 | 2008 | 123E; KC004 | 8-inch steel county SD pipe. No flow. Extends @ 2' from daylight, 20008 shot @ pipe invert, pipe is dry and cracked. Elev_88 = 9.57 INV. Photo file 51603-1, P5161945/946. GPS X_Coord = 1268320.7300, Y_Coord = 205267.6800 | King County storm drains. Status resolved - public SD.
L0502 | 2009 | 124E; KC003 | 6-inch ductile county SD pipe. No flow. 2009 survey shot, extends about 2' from daylight, survey shot @ invert, continue S looking for outfalls. Elev_88 = 9.41 INV. Photo file 51603-1, P5161947. GPS X_Coord = 1268388.8700, Y_Coord = 205005.7400 | King County storm drains. Status resolved - public SD.
L0503 | 2010 | 125E; KC002 | 6-inch PVC county SD pipe. No flow. Survey pt. 2010 shot at pipe crown, pipe in good condition, extending 4' beyond daylight in concrete rubble. Elev_88 = 8.77 PIPE. Photo file 51603-2, P5161953/954. GPS X_Coord = 1268557.6800, Y_Coord = 204526.5100 | King County storm drains. Status resolved - public SD.
L0504 | 2011 | 126E; KC001 | 12-inch PVC pipe. Ohio Ave S. No flow. Survey pt. 2011 shot @ pipe IE, pipe in good condition, no staining, extends 6', covered w/debris. Elev_88 = 7.81 INV. Photo file 51603-2, P5161956. GPS X_Coord = 1268642.6500, Y_Coord = 204315.8000 | King County storm drains. Status resolved - public SD.
L0505 | 2013 | 128E | 12-inch concrete pipe. Longview Fiber. Flow rate = trickle. Survey pt. 2013 shot @ top of pipe, water flowing, pipe ok, crack near end of pipe, debris near end of pipe. Elev_88 = 7.83 PIPE. Photo file 51603-2, P161958/959/960. GPS X_Coord = 1268729.5900, Y_Coord = 204200.7300 | Direct discharge to LDW - Longview Fibre. Status resolved - permitted private SD.
L0506 | 2017 | 128E | 12-inch PVC pipe. James Hardie. No flow. Survey pt. 2017 shot @ top of pipe, surrounded by grass, pipe in good shape, extends @ 1' beyond daylight. Elev_88 = 10.77 PIPE. Photo file 51603-2, P5161965/966/967. GPS X_Coord = 1268796.3300, Y_Coord = 203702.6900 | Permit transferred from James Hardie to BPB Gypsum in Jan 2004 with direct discharge to LDW. Ecology database lists three otufalls (Nos. 1 to 3). Status resolved - permitted private SD.
L0507 | 2014 | 129E | 24-inch concrete outlet. Settling pond outlet. Flow rate = 3 gpm. Survey pt 2014 shot @ top of concrete discharge structure, concrete sluice structure 4' wide, pipe has flap. Elev_88 = 14.41 PIPE. Photo file 51603-2, P5161961/962/968. GPS X_Coord = 1268864.5000, Y_Coord = 203555.9700 | May also be covered under James Hardie permit as an additional overflow outlet. Status resolved - permitted private SD.
L0508 | 2015 | 130E | Unidentified private outfall. No diameter or material noted. No flow. Survey pt. 2015 shot @ top o fN pipe, survey pt. 2016 shot @ top of S pipe, shear gates spigot valves in bot [remainder of note missing]. Elev_88 = 11.17 PIPE. Photo file 51603-2, P5161963/964/981. GPS X_Coord = 1268913.7300, Y_Coord = 203423.1800 | Permit transferred from James Hardie to BPB Gypsum in Jan 2004 with direct discharge to LDW. Ecology database lists three otufalls (Nos. 1 to 3). Status resolved - permitted private SD.
L0509 | 2016 | 132E | Unidentified private outfall. No diameter or material noted. No flow. Survey pt. 2015 shot @ top o fN pipe, survey pt. 2016 shot @ top of S pipe, shear gates spigot valves in bot [remainder of note missing]. Elev_88 = 10.73 PIPE. Photo file 51603-2, P5161963, P5161964, P5161981. GPS X_Coord = 1268913.7900, Y_Coord = 203420.7400 | Permit transferred from James Hardie to BPB Gypsum in Jan 2004 with direct discharge to LDW. Ecology database lists three otufalls (Nos. 1 to 3). Status resolved - permitted private SD.
L0601 | 2018 | 135E | 8-inch PVC pipe. Extends 6 inches from bulkhead, pipe in good condition. No sediment observed. No flow observed. Elev_88 = -1.93 GND. Photo file 51603-2, P5161984, P5161985, P5161987. GPS X_Coord = 1269061.03, Y_Coord = 203003.89. | Map in permit shows two clear outfalls, and mentions various other ditches/drainage points (Glacier Northwest - SO3002227D, WAG503191C, WAG503347). Status tentatively resolved - permitted private SD.
L0602 | GlacierNW-CBP |  | None | None
L0603 | 2019 | 133E | 24-inch concrete pipe. Unknown outfall located at Glacier Concrete. Pipe located below bulkhead, flow is black. Flow = 2 gpm. Elev_88 = 5.97 PIPE. Photo file 51603-2, P5161991, P5161992, P5161993, P5161994. GPS X_Coord = 1269623.24, Y_Coord = 203373.60. | Map in permit shows two clear outfalls, and mentions various other ditches/drainage points (Glacier Northwest - SO3002227D, WAG503191C, WAG503347). Status tentatively resolved - permitted private SD.
L0604 | GenBiodiesel |  | None | None
L0605 | 2021 | 136E | 6-inch PVC pipe. Unknown outfall located at corner of Gilmore James Bldg, extends 1-ft from daylight. No flow noted. Elev_88 = 7.76 PIPE. Photo file 51603-2, P5162003, P5162004. GPS X_Coord = 1269384.60, Y_Coord = 202708.10. | No information readily available. Status tentatively resolved - private SD.
L0607 | 2022 | 137E | 8-inch PVC pipe. Unknown outfall just north of bridge; 6-ft from end to daylight. Flow = 0.5 gpm. Elev_88 = 7.34 PIPE. Photo file 51603-2, P5162006, P5162007, P5162008. GPS X_Coord = 1269350.63, Y_Coord = 202048. 07. | No infromation readily available. Located north of bridge; near several other public SDs, so may be KC or SPU outfall. Status unresolved - pipe of unresolved origin or use.
L0608 | DuwMetalFab |  | None | None
L0609 | 2502 | 139E; 039 | 8-ft wide pipe, steel gate. Metro gate valve. Michigan CSO. No flow observed. Elev_88 = 9.00 PIPE. Photo file 70803, P7022336, P7022337. GPS X_Coord = 1269565.00, Y_Coord = 201876.00. | King County combined sewer overflow, E Michigan (039). Status resolved - CSO.
L0610 | 2501 | 140E | 48-inch concrete pipe. Notes indicate this may be the same as 2502 (?). Flapper valve in good condition. No flow observed. Elev_88 = 8.00 PIPE. Photo file 70803, P7022336, P7022337. GPS X_Coord = 1269569.00, Y_Coord = 201869.00. | Flapper valve in good condition. Status unresolved - pipe of unresolved origin and/or use.
L0611 | 2503 | 138E | 36-inch concrete pipe. Outside diameter = 36"; inside diameter = 30". Elev_88 = 11.00 INV. Photo file 70803, P7022335. GPS X_Coord = 1269661.00, Y_Coord = 201959.00. | 1st Ave S bridge SD. WSDOT. Status resolved - public SD.
L0701 | S River Street SD |  | Not found. 8-inch concrete pipe. (See side sewer cards.) X_Coord = 1269791.75, 201635.15. | NA
L0702 | SCS Outfall |  | None | None
L0703 | 2024 | 141E | 12-inch concrete pipe. Concrete rubble surrounding pipe, outlet hard to see, top of pipe broken. Flow = 10 gpm. Elev_88 = 5.42 FLOW. Photo file 51603-2, P5162011, P5162012, P5162013. GPS X_Coord = 1270741.12, Y_Coord = 201691.83. | Permit for SCS Refrigerated Services corresponds with three outfalls in the Ecology database. All permitted outfalls may be routed to this one discharge point or may be routed to a municipal treatment facility. SCS Refrigerated Services: SO3005565A. Status resolved - permitted private SD.
L0704 | SDC Outfall |  | None | None
L0705 | 2025 | 143E | Outfall on map w/o number, just S of 2024. Outfall not found. Suspected seep. No flow ntoed. Elev_88 = 1.91 SEEP. Photo file 51603-2, P5162014. GPS X_Coord = 1270767.84, Y_Coord = 201469.52. | NA
L0706 | S Brighton St SD | 144E; S Brighton Street CSO/SD | Not found - barge blocking. 30-inch concrete pipe. As-built X_Coord = 1270333.61, Y_Coord = 201114.13. | SPU CSO/SD - old outfall layer. Outfall not found during field survey. Location plotted from SPU GIS. Status resolved - CSO/SD.
L0801 | Dawn Foods SD |  | None | None
L0802 | 2033 | 145E | 3-inch PVC pipe. 5th of five roof drains. No flow observed. Photo file 5170364-2, P1010009. GPS X_Coord = 1271126.00, Y_Coord = 200465.25. | No permit located for Hopkins Frederick (this is th ename of the estate holding the land). May be permitted under Schultz Distributing (SO3002346D) - four outfalls, Seattle Iron & Metal Works (SO3003645C) - one outfall, or Seattle Boilerworks (SO3002208D) - one outfall. Status resolved - private SD.
L0803 | 2032 | 146E | 3-inch aluminum pipe. 3rd of five roof drains. No flow observed. Buried gutter drain. Photo fil e5170364-2, P1010009. GPS X_Coord = 1271125.94, Y_Coord = 200445.25. | No permit located for Hopkins Frederick (this is th ename of the estate holding the land). May be permitted under Schultz Distributing (SO3002346D) - four outfalls, Seattle Iron & Metal Works (SO3003645C) - one outfall, or Seattle Boilerworks (SO3002208D) - one outfall. Status tentatively resolved - private SD.
L0805 | 2029 | 147E | 3-inch aluminum pipe. 1st of five 3-inch roof drains located 100 ft south of Outfall G (SAIC Note: no outfall G shown on spreadsheet.) No flow observed. Elev_88 = 14.45 PIPE. Photo file 5170364-2, P1010009. GPS X_Coord = 1271097.96, Y_Coord = 200408.37. | No permit located for Hopkins Frederick (this is th ename of the estate holding the land). May be permitted under Schultz Distributing (SO3002346D) - four outfalls, Seattle Iron & Metal Works (SO3003645C) - one outfall, or Seattle Boilerworks (SO3002208D) - one outfall. Status tentatively resolved - private SD.
L0805 | 2030 | 148E | 3-inch aluminum pipe. 2nd of 5 roof drains, extends 2-ft from daylight. No flow observed. Elev_88 = 11.16 PIPE. Photo file 5170364-2, P1010009. GPS X_Coord = 1271132.35, Y_Coord = 200408.32. | No permit located for Hopkins Frederick (this is th ename of the estate holding the land). May be permitted under Schultz Distributing (SO3002346D) - four outfalls, Seattle Iron & Metal Works (SO3003645C) - one outfall, or Seattle Boilerworks (SO3002208D) - one outfall. Status tentatively resolved - private SD.
L0806 | 2028 | 149E; H | 18-inch concrete pipe. 2-ft above water, bell and spigot, supported on wood sleeve; catch basin in parking area in line with outfall. No flow observed. Elev_88 = 5.93 PIPE. Photo file 51603-2, P5162026, P5162027, P5162028, P5162030. GPS X_Coord = 1271261.18, Y_Coord = 200374.11. | No permit located for Hopkins Frederick (this is th ename of the estate holding the land). May be permitted under Schultz Distributing (SO3002346D) - four outfalls, Seattle Iron & Metal Works (SO3003645C) - one outfall, or Seattle Boilerworks (SO3002208D) - one outfall. Status tentatively resolved - private SD.
L0807 | 2027 | 150E; I | 6-inch clay pipe. Good condition, 48-inches above water level, 3-ft of pipe exposed. No flow observed. Elev_88 = 16.24 PIPE. Photo file 51603-2, P5162029. GPS X_Coord = 1271299.30, Y_Coord = 200343.91. | No permit located for Hopkins Frederick (this is th ename of the estate holding the land). May be permitted under Schultz Distributing (SO3002346D) - four outfalls, Seattle Iron & Metal Works (SO3003645C) - one outfall, or Seattle Boilerworks (SO3002208D) - one outfall. Status tentatively resolved - private SD.
L0808 | 2026 | 151E; J | 30-inch ductile pipe. Outfall with flapgate, smell of sewage. Double stainless steel collars on ductile IE at 8-inches above water; manhole 40-ft inline. Land owner identified as SPU. No flow observed. Elev_88 = 11.25 PIPE. Photo file 51603-2, P5162031, P5162032, P5162033. GPS X_Coord = 1271302.39, Y_Coord = 200329.49. | Seattle Public Utility storm drain. Status resolved - public SD.
L0809 | 2034 | 152E; K | 6-inch steel pipe. 2 feet of pipe exposed, pipe is rusted, wet, and 4 ft above water level, located outside Shalmar Group. No flow observed. Elev_88 = 8.97 PIPE. Photo file 51603-2, P5162036, P5162037. GPS X_Coord = 1271389.85, Y_Coord = 199975.31. | Permit for Seattle Irion & Metal Works may correspond to this outfall. Resolved - permitted private SD.
L0810 | 2035 | 153E; L | 30-inch DI Pipe, located 100 feet S of Outfall 2034, IE a few inches below water surface, pipe in good condition. Land owner identified as SPU. Flow = trickle. Elev_88 = 7.93 PIPE. Photo file 5170364-2, P1010019, P1010020, P1010021. GPS X_Coord = 1271520.68, Y_Coord = 199792.64. | Seattle Public Utility storm drains. Resolved - public SD.
L0811 | 2036 | 154E; M | 8-inch steel pipe. 4-ft end to daylight, pipe in good condition. No flow observed. Land owner listed as S Othello St. Elev_88 = 11.05 PIPE. Photo file 51603-2, P5162040; 5170364-2, P1010027, P1010041. GPS X_Coord = 1271754.70, Y_Coord = 199517.09. | Permit for Puget Sound Trucking has five outfalls in Ecology database, which may cover these outfalls. Outfall likely also drains adjacent street surface. Resolved - permitted private SD.
L0812 | 2037 | 155E; N | 10-inch steel pipe. 1-ft daylight to end. No flow observed. Elev_88 = 9.75 PIPE. Photo file 5170364-2, P1010040, P1010041, P1010028, P1010029. GPS X_Coord = 1271792.00, Y_Coord = 199501.97. | Permit for Puget Sound Trucking has five outfalls in Ecology database, which may cover these outfalls. Resolved - permitted private SD.
L0813 | 2038 | 162E; P | 6-inch concrete pipe. No flow observed. 2-ft daylight. Elev_88 = 9.05 PIPE. Photo file 51603-2, P5162042; 5170364-2, P1010033, P1010035, P1010036, P1010038. GPS X_Coord = 1271876.80, Y_Coord = 199402.04. | Permit for Puget Sound Trucking has five outfalls in Ecology database, which may cover these outfalls. Resolved - permitted private SD.
L0814 | 2039 | 161E; O | 6-inch concrete pipe. No flow observed. Elev_88 = 6.18 PIPE. Photo file 5170364-2, P1010036, P1010037, P1010038. GPS X_Coord = 1271865.26, 199409.10. | Permit for Puget Sound Trucking has five outfalls in Ecology database, which may cover these outfalls. Resolved - permitted private SD.
L0815 | 2040 | 164E; Q | 12-inch concrete pipe. 4-ft daylight, no odor, no staining. Flow = trickle. Owner listed as R&A Properties. Elev_88 = 10.03 PIPE. Photo file 5170364-2, P1010047, P1010048, P1010050. GPS X_Coord = 1272044.02, Y_Coord = 199233.15. | Permit for Puget Sound Trucking has five outfalls in Ecology database, which may cover these outfalls. Resolved - permitted private SD.
L0816 | CleanScapes B |  | None | None
L0817 | 2041 | 171E; R | 4-inch concrete pipe penetrating shoring wall. Pipe is wet. No flow noted. Unknown type, land owner Seattle City Light. Elev_88 = 2.42 INV. Photo file 5170364-2, P1010062, P1010064. GPS X_Coord = 1272489.71, Y_Coord = 198874.00. | This outfall was originally identified as the old water intake for the Georgetown steam plant but more recent investigations have determined that it is a pipe of unknown origin. Status unresolved - pipe of unresolved origin and/or use.
L0901 | 2042 | 174E; OF1 | 8-inch PVC pipe. Flow = trickle. Pipe in good condition with working flap gate, 5-ft from end of pipe. Elev_88 = 10.08 PIPE. Photo file 5170364-2, P1010068, P1010072, P1010073, P1010074. GPS X_Coord = 1272701.19, Y_Coord = 198665.99. | No permit located for Crowley/Crowley Marine. Permit for Northland Services identifies six outfalls, that are fairly good matches to the six outfalls identified by City of Seattle survey at Crowley Marine. Tentatively resolved - permitted private SD.
L0902 | 5006 | 175E; OF2 | 8-inch PVC pipe. No flow observed. Located under pier. Elev_88 = 15.00 CMS2. Photo file 71103, P7112395. GPS X_Coord = 127802.00, Y_Coord = 198658.00. | No permit located for Crowley/Crowley Marine. Permit for Northland Services identifies six outfalls, that are fairly good matches to the six outfalls identified by City of Seattle survey at Crowley Marine. Tentatively resolved - permitted private SD.
L0903 | 5007 | 173E; OF3 | 8-inch PVC pipe. Flapper valve in good condition. No flow observed. Elev_88 = -5.00 CMS3. Photo file 71103, P7112396. GPS X_Coord = 1272925.00, Y_Coord = 198689.00. | No permit located for Crowley/Crowley Marine. Permit for Northland Services identifies six outfalls, that are fairly good matches to the six outfalls identified by City of Seattle survey at Crowley Marine. Tentatively resolved - permitted private SD.
L0904 | 5008 | 172E; OF4 | 8-inch PVC pipe. Broken off - no flapper. No flow observed. Elev_88 = -5.00 CMS4. Photo file 71103, P7112397. GPS X_Coord = 1273087.00, Y_Coord = 198840.00. | No permit located for Crowley/Crowley Marine. Permit for Northland Services identifies six outfalls, that are fairly good matches to the six outfalls identified by City of Seattle survey at Crowley Marine. Tentatively resolved - permitted private SD.
L0905 | 5009 | 168E; OF5 | 8-inch PVC pipe. Flapper valve. Pipe sloped up-gradient. No flow observed. Elev_88 = -4.00 CMS5. Photo file 71103, P7112398. GPS X_Coord = 1273186.00, Y_Coord = 198931.00. | No permit located for Crowley/Crowley Marine. Permit for Northland Services identifies six outfalls, that are fairly good matches to the six outfalls identified by City of Seattle survey at Crowley Marine. Tentatively resolved - permitted private SD.
L0906 | 5010 | 163E; OF6 | 8-inch PVC pipe. Flapper valve in good condition. No flow observed. Elev_88 = -7.00 CMS6. Photo file 71103, P7112399. GPS X_Coord = 1273358.00, Y_Coord = 199303.00. | No permit located for Crowley/Crowley Marine. Permit for Northland Services identifies six outfalls, that are fairly good matches to the six outfalls identified by City of Seattle survey at Crowley Marine. Tentatively resolved - permitted private SD.
L0907 | Former Crowley Outfall |  | Not found during Herrera 2003 outfall survey. | None
L0908 | 2046 | 157E | 72-inch steel pipe. Flow = 50 gpm. Flapgate frozen. Old Slip 4 - WSDOT SD. Elev_88 = 1.71 REF PT. Photo file 5170364-2, P1010101, P1010104. GPS X_Coord = 1273450.35, Y_Coord = 199485.49. | WSDOT storm drain. Also receives runoff from 40 acres east of I-5. May accept discharge from North Boeing Field via storm drains. Resolved - public SD.
L0909 | 2047 | 156E; T(598) | 72-inch CMP. Concrete box structure with steel bar grate. No flow noted. Georgetown flume. Elev_88 = 3.68 PIPE. Photo file 5170364-2, P1010101, P1010104. GPS X_Coord = 1273472.09, Y_Coord = 199491.84. | Seattle City Light storm drain - Georgetown flume. Resolved - public SD.
L0910 | 2048 | 158E; U(CSO1) | 24-inch concrete pipe. Bell and spigot. No flow observedd. Old Slip 4 CSO/SD 117 (City). Elev_5.76 PIPE. Photo file 5170364-2, P1010102, P1010103. GPS X_Coord = 1273518.55, Y_Coord = 199474.19. | North Boeing Field SD. Storm drain outfall owned by SPU but only receives runoff from North Boeing Field (formerly Slip 4 CSO/SD [117]). Resolved - public SD.
L0911 | 2049 | 159E | 60-inch concrete pipe. Concrete apron and headwall. Flow = 200 gpm. Old Slip 4 SD. Elev_88 = 3.39 PIPE. Photo file 5170364-2, P1010102, P1010103. GPS X_Coord = 1273555.99, Y_Coord = 199466.33. | King County Airport SD No. 3, SPU EOF No. 117 (formerly Slip 4 SD). Resolved - EOF/SD.
L0912 | East Marginal PS EOF | 160E | Not found during Herrera 2003 outfall survey. 36-inch concrete pipe. King County EOF. King County X_Coord = 1273584.35, Y_Coord = 199438.65. | East Marginal Way South Pump Station, King County EOF. Resolved - EOF.
L0913 | Emerald Services Outfall |  | 8-inch clay (??) pipe. New outfall approx. 2006. Old outfall replaced during 2006 redevelopment. | None
L0914 | 2050 | 165E; W | 6-inch concrete pipe. Penetrates headwall; pipe is 12 feet south of GPS point 2050. No flow noted. Cedar Grove; abandoned. Elev_88 = 2.83 INV. Photo file 5170364-2, P1010113, P1010114. GPS X_Coord = 1273534.45, Y_Coord = 199131.40. | Ecology database lists two outfalls (Outfalls A and B) that are matches for two First South locations (permitted). The remaining three outfalls are identified in the Slip 4 SCAP as storm drains. Tentatively resolved - permitted private SD.
L0915 | 2219 | 166E | 6-inch steel pipe at ground. No flow noted. First South Properties - abandoned. Elev_88 = 9.00 INV. Photo file 71103, P7112382. GPS X_Coord = 1273568.00, Y_Coord = 199085.00. | Ecology database lists two outfalls (Outfalls A and B) that are matches for two First South locations (permitted). The remaining three outfalls are identified in the Slip 4 SCAP as storm drains. Tentatively resolved - permitted private SD.
L0916 | 2217 | 167E | 4-inch rusty steel pipe at top of bulkhead. First South Properties - abandoned. No flow noted. Elev_88 = 10.00 PIPE. Photo file 71103, P7112381. GPS X_Coord = 1273517.00, Y_Coord = 199024.00. | Ecology database lists two outfalls (Outfalls A and B) that are matches for two First South locations (permitted). The remaining three outfalls are identified in the Slip 4 SCAP as storm drains. Tentatively resolved - permitted private SDs.
L0917 | 2216 | 170E | 6-inch concrete pipe protruding from base of slabs of concrete. First South Properties - abandoned. No flow noted. Elev_88 = 7.00 PIPE. Photo file 71103, P7112380. GPS X_Coord = 1273421.00, Y_Coord = 199875.00. | Ecology database lists two outfalls (Outfalls A and B) that are matches for two First South locations (permitted). The remaining three outfalls are identified in the Slip 4 SCAP as storm drains. Tentatively resolved - permitted private SDs.
L0918 | 2051 | 169E; X | 6-inch concrete pipe. No flow observed. Cedar Grove - abandoned. Elev_88 = 7.08 PIPE. Photo file 5170364-2, P1010113, P1010114, P1010115. GPS X_Coord = 1273421.45, Y_Coord = 198875.75. | Ecology database lists two outfalls (Outfalls A and B) that are matches for two First South locations (permitted). The remaining three outfalls are identified in the Slip 4 SCAP as storm drains. Tentatively resolved - permitted private SDs.
L0919 | 2053 | 177E; Boeing 37; A | Estimated 24-inch concrete pipe. Pinch valve collar, 1/2 of pinch valve covered, only a portion of the crown visible. No flow noted. Size estimated. Elev_88 = -2.13 PIPE. Photo file 5170364-2, P1010117, P1010118, P1010119. GPS X_Coord = 1273063.96, Y_Coord = 198516.29. | Boeing outfall A comprises twin 30-inch outfalls (Floyd/Snider 2006). Resolved - permitted private SD.
L0920 | 2052 | 176E; Boeing 36; A | Estimated 24-inch concrete pipe. Pinch collar, pinch valve present. No flow ntoed. Size estimated. Elev_88 = -2.82 PIPE. Photo file 5170364-2, P1010117, P1010118, P1010119. GPS X_Coord = 1273068.35, Y_Coord = 198522.38. | Boeing outfall A comprises twin 30-inch outfalls (Floyd/Snider 2006). Resolved - permitted private SD.
L1001 | Boeing 1 | Boeing 35; B | None. | Outfall added during Boeing update. Resolved - permitted private SD.
L1002 | 3022 | 178E, Boeing 34; C | 8-inch PVC pipe. Condition good; supported with pipe hangers. Elev_88 = 10.22 INV. Photo file 51903-1, P5192116. GPS X_Coord = 1273757.57, Y_Coord = 197691.95. | No notes. Resolved - permitted private SD.
L1003 | 3023 | 179E | 6-inch PVC pipe. No color, no odor, condition good. Supported with pipe hangers. No flow observed. Boeing says abandoned. Elev_88 = 8.49 INV. Photo file 51903-1, P5192118. GPS X_Coord = 1273840.28, Y_Coord = 197611.98. | Pipe not visibly plugged, but Boeing field survey indicates that this pipe is abandoned (Floyd¦Snider 2006). Resolved - abandoned.
L1004 | 3024 | 180E; Boeing 32A; D | 10-inch steel pipe. No color, no odor, condition good. Supported with pipe hangers. No flow observed. Elev_88 = 9.99 INV. Photo file 51903-1, P5192119, P5192120. GPS X_Coord = 1273871.05, 197592.97. | No notes. Resolved - permitted private SD.
L1005 | 3025 | 181E | 3-inch PVC pipe. No color, no odor, conditioin good. Pipe visibly plugged - abandoned. Elev_88 = 9.66 INV. Photo file 51903-1, P5192121. GPS X_Coord = 1273987.27, Y_Coord = 197488.29. | Visual evidence of plug according to City survey. Resolved - abandoned.
L1006 | Boeing 2 | Boeing 30; E | None. | Outfall added during Boeing update. Resolved - permitted private SD.
L1007 | 3026 | 182E, Boeing 29; F | 8-inch PVC pipe. No color, no odor, condition good. Supported with pipe hangers. No flow observed. Elev_88 = 10.18 INV. Photo file 51903-1, P5192122, P5192123. GPS X_Coord = 1274155.13, Y_Coord = 197337.99. | No notes. Resolved - permitted private SD.
L1008 | 3027 | 183E; Boeing 28B; G | 10-inch DI pipe. No color, no odor, condition good; supported with pipe hangers. No flow observed. Elev_88 = 10.54 INV. Photo file 51903-1, PS5192123. GPS X_Coord = 1274254.87, Y_Coord = 197258.63. | No notes. Resolved - permitted private SD.
L1009 | 3028 | 184E; Boeing 28A; H | 6-inch concrete pipe. Good shape; 2.8 feet W of building abutment. No flow noted. Elev_88 = 7.80 INV. Photo file 51903-1, P5192126, P5192127. GPS X_Coord = 1274404.44, Y_Coord = 197094.86. | Identified as 6-inch DI pipe. No notes. Resolved - permitted private SD.
L1010 | 3030 | 185E; Boeing 28; I | 24-inch CMP. No odor, no color, pipe moist, condition: corroding. Flow = dripping. Elev_88 = 6.50 INV. Photo file 51903-1, P5192128, P5192129. GPS X_Coord = 1274456.54, Y_Coord = 197049.75. | No notes. Resolved - permitted private SD.
L1011 | 3031 | 187E | 8-inch concrete pipe. Notes: buried; sections broken apart at rockery. Elev_88 = 1.10 INV. Photo file 51903-2, P1010039; 51903-1, P5192130, P5192131, P5192132. GPS X_Coord = 1274637.15, Y_Coord = 196875.30. | According to City records, this outfall serves the southern portion of 16th Ave S and the Boeing facility at 7755 E Marginal Way, with cross connection and discharge through outfall No. 3032. This particular location is not an outfall. Resolved - not an outfall.
L1012 | 3032 | 186E, Boeing 27, J | 12-inch DI pipe. Flapper valve is working but propped slightly open. Flow = dripping. Elev_88 = 6.61 INV. Photo file 51903-2, P1010039; 51903-1, P5192131, P5192132, P5192138. GPS X_Coord = 1274635.42, Y_Coord = 196875.56. | Outfall drains both public roadways and Boeing Plant 2 (Outfall J). Shared-use identified (Floyd¦Snider 2006). Side sewer card confirms that this pipe drains both Boeing facilities and roadway. Resolved - public SD.
L1013 | Boeing 6 | Boeing 26A; K | None. | This 4-inch pipe was not located by Herrera or Boeing but is presumed to be located near Outfall J (Floyd/Snider 2006). Resolved - permitted SD.
L1014 | 3035 | 188E; L | 12-inch DI pipe. No odor, no color, condition good. Elev_88 = 5.79 INV. Photo file 51903-1, P5192134. GPS X_Coord = 1274700.86, Y_Coord = 196849.21. | No notes. Resolved - permitted private SD.
L1015 | 3034 | 189E | 12-inch PVC pipe to parshall flume. No odor, no color. Boeing says weir no longer connected. Elev_88 = 8.84 FL. Photo file 51903-1, P5192135. GPS X_Coord = 1274705.97, Y_Coord = 196833.73. | 3034 is a flow weir that was once connected to pipe L (3035). Pipe and weir are no longer connected (Floyd/Snider 2006). Resolved - abandoned.
L1016 | 3016 | 190E | 24-inch CMP. No color, no odor. No flow observed. Ecology files say abandoned. Elev_88 = 8.35 INV. Photo file 51903-2, P1010025, P1010026, P1010027; P51903-1, P5192112. GPS X_Coord = 1274770.97, Y_Coord = 196800.31. | Confirmed abandoned in Ecology files. Resolved - abandoned.
L1017 | 3015 | 191E; Boeing 26; M | 6-inch DI pipe. No odor, no color, condition good. Suspended from pipe hangers 18.6" insute abutment face. Elev_88 = 8.23 INV. Photo file 51903-1, P5192106, P5192107. GPS X_Coord = 1274891.54, Y_Coord = 196680.64. | No notes. Resolved - permitted private SD.
L1018 | 3014 | 192E | 4-inch DI pipe. No flow noted. Boeing says abandoned. Elev_88 = 2.53 INV. Photo file 51903-1, P5192105, P5192106. GPS X_Coord = 1274907.38, Y_Coord = 196652.60. | Boeing field survey confirmed that pipe is disconnected and abandoned (Floyd/Snider 2006). Resolved - abandoned.
L1019 | Boeing 3 | Boeing 23; N | None. | Outfall was not identied by Herrera but is an active outfall (Floyd/Snider 2006). Resolved - permitted private SD.
L1020 | 3013 | 193E | 6-inch PVC pipe. No odor, no color, condition good. Suspended on hangers. Boeing says abandoned. Elev_88 = 7.00 INV. Photo file 51903-1, P5192102. GPS X_Coord = 1274965.70, Y_Coord = 196592.84. | Boeing field survey confirmed that pipe is abandoned (Floyd/Snider 2006). Resolved - abandoned.
L1021 | 3012 | 194E | 6-inch DI pipe. No odor, no color, condition: corroded. Supported with pipe augers. Boeing says abandoned. Elev_88 = 8.13 INV. Photo file 51903-1, P5192098, P5192099. GPS X_Coord = 1275036.61, Y_Coord = 196554.61. | Boeing field survey confirmed that pipe is abandoned, but origin is unknown (Floyd/Snider 2006). Resolved - abandoned.
L1022 | 3011 | 195E; Boeing 18 | 12-inch DI pipe. No odor, no color. No flow observed. Boeing says abandoned. Elev_88 = 8.58 INV. Photo file 51903-2, P1010021, P1010022; 51903-1, P5192097. GPS X_Coord = 1275061.18, Y_Coord = 196529.02. | Identified as 10-inch PVC pipe. Boeing field survey indicated 10-in diameter of this pipe (Floyd/Snider 2006). Resolved - abandoned.
L1023 | 3010 | 196E | 4-inch steel pipe. Capped off and abandoned Steel Furn Co with steel hose clamp. Pipe visibly plugged - abandoned. No flow observed. Elev_88 = 11.27 INV. Photo file 51903-2, P1010020. GPS X_Coord = 1275088.88, Y_Coord = 196504.57. | Visual evidence of plug according to City survey. Resolved - abandoned.
L1024 | 3008 | 198E | 4-inch DI pipe. No color, no odor, pipe leaning on box. No flow observed. Boeing says abandoned. Elev_88 = 7.99 INV. Photo file 51903-2, P1010017. GPS X_Coord = 1275128.54, Y_Coord = 196475.06. | Boeing survey noted that pipe was broken and disconnected (Floyd/Snider 2006). Resolved - abandoned.
L1025 | 3009 | 197E | 6-inch DI pipe. No color, no odor, half-full with debris. No flow observed. Pipe visibly plugged - abandoned. Elev_88 = 8.90 INV. Photo file 51903-2, P1010019. GPS X_Coord = 1275120.09, Y_Coord = 196478.79. | Visual evidence of plug according to City survey. Resolved - abandoned.
L1026 | 3007 | 199E; Boeing 17B; O | 6-inch DI pipe. No color, no odor, conditioin: corroded - pipe open. No flow observed. Elev_88 = 7.85 INV. Photo file 51903-2, P1010014. GPS X_Coord = 1275157.62, Y_Coord = 196431.26. | No notes. Resolved - permitted private SD.
L1027 | 3006 | 200E | 4-inch DI pipe. No color, no odor, good condition. Boeing says abandoned. No flow observed. Elev_88 = 7.87 INV. Photo file 51903-2, P1010011, P1010012, P1010013. GPS X_Coord = 1275194.58, Y_Coord = 196395.05. | Location once an NPDES permitted outfall; sign posted at the outfall that says "DOE 017A monitor point." Boeing survey indicated that pipe has since been abandoned (Floyd/Snider 2006). Resolved - abandoned.
L1028 | 3005 | 201E; Boeing 16; Q | 8-inch PVC pipe. No color, no odor, good condition, no flap valve. No flow observed. Inv_88 = 5.43 INV. Photo file 51903-2, P1010009, P1010010. GPS X_Coord = 1275280.92, Y_Coord = 196319.43. | Identified as 10-inch PVC. No notes. Resolved - permitted private SD.
L1029 | Boeing 4 | Boeing 15; R | None. | Outfall added by Boeing since it was not located by Herrera/City. Resolved - permitted private SD.
L1030 | 3004 | 202E; S | 6-inch steel pipe. 10-ft S of Column T. No flow observed. Elev_88 = 6.84 INV. Photo 51903-2, P1010007. GPS X_Coord = 1275369.99, Y_Coord = 196233.17. | No notes. Resolved - permitted private SD.
L1031 | 3003 | 203E, Boeing 14A, CP4; T | 6-inch IP pipe. No color, no odor, 3-ft N of column U. No flow observed. Elev_88 = 8.53 INV. Photo file 51903-2, P1010006. GPS X_Coord = 1275397.14, Y_Coord = 196203.26. | No notes. Resolved - permitted private SD.
L1032 | Boeing 7 | Boeing 14; U | None. | Outfall added by Boeing since it was not located by Herrera/City. Resolved - permitted private SD.
L1033 | 3002 | 204E | 12-inch steel pipe. No color, no odor. Pipe visibly plugged - abandoned. Elev_88 = 12.75 INV. Photo file 51903-2, P1010004, P1010005. GPS X_Coord = 1275445.38, Y_Coord = 196171.20. | Visual evidence of plug according to City survey. Boeing could not locate this outfall. Resolved - abandoned.
L1034 | 3001 | 205E; 15; R | 6-inch IP pipe. No color, no odor, might not be attached to anything. No flow noted. Elev_88 = 7.36 INV. Photo file 51903-2, P1010002, P1010003. GPS X_Coord = 1275441.65, Y_Coord = 196164.29. | No color or odor reported in City survey. Likely disconnected structure piping, rather than an outfall (Floyd/Snider 2006). Resolved - not an outfall.
L1035 | 3000 | 206E; Boeing 13; V | 10-inch PVC pipe. No color, no odor, flap valve. No flow observed. Elev_88 = 7.99 INV. Photo file 51903-2, P1010001. GPS X_Coord = 1275444.94, Y_Coord = 196158.96. | No notes. Resolved - permitted private SD.
L1036 | 3017 | 207E; 14 | 10-inch DI pipe. Half full of sediment. Flow = flushing. Elev_88 = 4.52 INV. Photo file 51903-2, P1010028, P1010029. GPS X_Coord = 1275443.07, Y_Coord = 196154.37. | Outfall location noted to be flushing during 2003 survey; Boeing completed subsequent field survey confirming thi slocation no longer an outfall, but rather a disconnected weir/pipe that was originally connected to outfall V (Floyd/Snider 2006). Pipe now abandoned. Resolved - abandoned.
L1037 | 3018 | 208E; 13 | 2-inch PVC pipe. No color, no odor. Discharge to parshall flume. No flow observed. Elev_88 = 9.14 FL. Photo file 51903-2, P1010030. GPS X_Coord = 1275453.08, Y_Coord = 196152.59. | 2003 survey observed this outfall to be associated with DOE 013 monitor point outfall 013. Feature was not located during subsequent Boeing in-field survey (Floyd/Snider 2006); Boeing identifies as not an outfall. Resolved - not an outfall.
L1038 | Boeing 5 | Boeing 12; W | None. | Outfall is active, but buried in embankment (Floyd/Snider 2006). Resolved - permitted private SD.
L1039 | 3019 | 209E; 12 | Did not find this outfall. Took pictures inside and shot edge of building. Elev_88 = 15.53 BLDG. Photo file 51903-2, P1010031, P1010036. GPS X_Coord = 1275509.62, Y_Coord = 196098.11. | 2003 survey observed this outfall to be associated with DOE 012 monitor point outfall 012. No outfall specifics were identified during survey. Feature was not located during subsequent Boeing in-field survey (Floyd/Snider 2006). Boeing identified as not an outfall. Resolved - not an outfall.
L1040 | Boeing 8 | Boeing 11; X | None. | Outfall was missed during Herrera survey. This outfall is now abandoned, and flow is routed thr0ugh outfall Z (Floyd/Snider 2006). Resolved - abandoned.
L1041 | 2054 | 211E | 4-inch iron pipe. +4.5 feet to IE, 3 feet to daylight. No flow noted. Elev_88 = 7.88 INV. Photo file 5170364-2, P1010140. GPS X_Coord = 1275651.73, Y_Coord = 195870.76. | Boeing field survey indicates that pipe is abandoned. Probably an old fire water blow-off line (Floyd/Snider 2006). Resolved - abandoned.
L1042 | 2055 | 212E; Boeing 10; Y | 18-inch steel pipe. Flow = trickle. Elev_88 = 2.90 PIPE. No photo. GPS X_Coord = 1275676.99, Y_Coord = 195839.11. | Outfall has been rerouted to Outfall Z (Floyd/Snider 2006). Resolved - abandoned.
L1043 | 2056 | 213E; Boeing 9A; Z | 36-inch concrete pipe. In good condition, bar grate at end of pipe. Flow = 20 gpm. Elev_88 = 4.41 INV. Photo file 5170364-2, P10010139. GPS X_Coord = 1275685.96, Y_Coord = 195834.82. | Accepts diverted flow from former outalls X and Y (Floyd/Snider 2006). Resolved - permitted private SD.
L1044 | 2057 | 214E | 8-inch steel pipe. Pipe deteriorated with 6-inch steel pipe inside; 4-ft to daylight. Flow = trickle. Elev_88 = 9.00 PIPE. Photo file 5170364-2, P1010144. GPS X_Coord = 1275700.18, Y_Coord = 195829.22. | No evidence found to support abandoned classification. Boeing survey could not locate this feature (Floyd¦Snider 2006). Unresolved - pipe of unresolved origin and/or use.
L1045 | 2058 | 215E | 4-inch steel pipe. 6-inches to daylight, pipe in good condition. No flow observed. Elev_88 = 5170364-2, P1010144. GPS X_Coord = 1275713.44, Y_Coord = 195825.71. | No evidence found to support abandoned classification. Boeing survey could not locate this feature, which was probably a fire water line or another rpipe, but not an outfall (Floyd/Snider 2006). Unresolved - pipe of unresolved origin and/or use.
L1046 | Boeing 9 | Formerly Boeing 14 | None. | This outfall (located just north of 2059) was not located by Herrera. Outfall formerly drained a portion fo the South Yard but is not abandoned (Floyd/Snider 2006). Resolved - permitted private SD.
L1047 | 2059 | 216E, OF-008 | 24-inch CMP. CMP collapsed. At Boeing/Jorgensen corner, flap gate visible but broken off. Flow = 2 gpm. Elev_88 = 2.96 INV. Photo file 5170364-2, P1010141, P1010142, P1010143. GPS X_Coord = 1275772.88, Y_Coord = 195795.40. | The current SD system partially drains KC airport and part of E Marginal Way and runs along Jorgensen Forge. Boeing and Jorgensen Forge also had historical connections but do not currently discharge to this SD system (Floyd/Snider 2006). Unresolved - public SD.
L1048 | 2071 | 217E, 009 | 2-inch steel pipe. Steel surface drain. No flow observed. Elev_88 = 15.93 PIPE. Photo file 51703128, P1010014. GPS X_Coord = 1275839.60, Y_Coord = 195718.48. | Plugged using concrete in the mid-1980s; dye tracer study confirmed closure (EAA-4 Data Gaps, citing Farallon and Anchor 2006). Resolved - abandoned.
L1049 | 2070 | 218E, 008 | 12-inch steel pipe. No flow observed. Elev_88 = 7.70 INV. Photo file 51703128, P1010013. GPS X_Coord = 1275893.08, Y_Coord = 195563.32. | Plugged using concrete in the mid-1980s; dye tracer study confirmed closure (EAA-4 Data Gaps, citing Farallon and Anchor 2006). Resolved - abandoned.
L1050 | 2069 | 219E, 007 | 4-inch steel pipe. Extend 5-ft from wall; possible surface lot drains? No flow observed. Elev_88 = 15.78 INV. Photo file 51703128, P1010012. GPS X_Coord = 1275929.81, Y_Coord = 195487.43. | Plugged using concrete in the mid-1980s; dye tracer study confirmed closure (EAA-4 Data Gaps, citing Farallon and Anchor 2006). Resolved - abandoned.
L1051 | 2068 | 220E, 006 | 4-inch steel pipe. Extend 5-ft from wall; possible surface lot drains? No flow observed. Elev_88 = 14.36 INV. Photo file 51703128, P1010011. GPS X_Coord = 1275945.37, Y_Coord = 195450.37. | Plugged using concrete in the mid-1980s; dye tracer study confirmed closure (EAA-4 Data Gaps, citing Farallon and Anchor 2006). Resolved - abandoned.
L1052 | 2067 | 221E, 005 | 12-inch concrete pipe. Concrete with rebard grates (2) below wood reventment. Drawing calls out 18-inch; this is incorrect. No flow observed. Elev_88 = 6.01 INV. Photo file 51703128, P1010009, P1010010. GPS X_Coord = 1275968.48, Y_Coord = 195396.77. | Plugged using concrete in the mid-1980s; dye tracer study confirmed closure (EAA-4 Data Gaps, citing Farallon and Anchor 2006). Resolved - abandoned.
L1053 | 2066 | 222E, 004 | 12-inch steel pipe. Extends 8-ft from bulkhead; pipe is clean. Elev_88 = 5.62 PIPE. Photo file 51703128, P1010007, P1010008. GPS X_Coord = 1275982.07, Y_Coord = 195351.63. | Five outfalls shown on Jorgensen map within th epermit file that discharge directly to LDW. Resolved - permitted private SD.
L1054 | 2065 | 223E, JOR-003 | 18-inch concrete pipe. No color, no odor. Extends thourgh bin wall at property corner. Elev_88 = 6.50 INV. Photo file 51703128, P1010006. GPS X_Coord = 1275992.82, Y_Coord = 195294.92. (SAIC NOTE: Some confusion here as this location is not at the property corner.) | Five outfalls shown on Jorgensen map within th epermit file that discharge directly to LDW. Resolved - permitted private SD.
L1055 | 2064 | 224E, JOR-002 | 12-inch CMP. No discolor or odor. Extends 18-inches with CMP band color pipe appears to be CMP w/in wall. Flow = 2 gpm. Elev_88 = 7.09 INV. Photo file 51703128, P1010005. GPS X_Coord = 1276014.13, Y_Coord = 195210.21. | Five outfalls shown on Jorgensen map within the permit file that discharge directly to LDW. Ecology database lists four outfalls. Resolved - permitted private SD.
L1056 | 2072 | 225E, JOR-001 | 18-inch steel pipe. Located in headwall. Flow = trickle. Elev_88 = 14.48 INV. Photo file 51703128, P1010015. GPS X_Coord = 1276023.79, Y_Coord = 195150.11. | Five outfalls shown on Jorgensen map within the permit file that discharge directly to LDW. Resolved - permitted private SD.
L1101 | 2063 | 226E | 4-inch steel pipe. No flow observed. Penetrates wall 12 inches. Elev_88 = 1.73 PIPE. Photo file 51703128, P1010004. GPS X_Coord = 1276055.99, Y_Coord = 195036.68. | Unknown SD. Boeing Thompson/Boeing Scientific permitted outfall from Ecology is shown on map near RM 3.3 on the west side, but Boeing has never owned property there. These coordinates are likely incorrect since the Herrera survey did not identify an outfall at this location.
L1102 | 2062 | 227E; PS78 EOF | 48-inch CMP. Flow = 20 gpm. IE supported by wood 8x8. Flow has no odor, clear to stain, walk N on beach. Old CSO/SD 156. Elev_88 = 4.91 INV. Photo file 51703128, P1010001. GPS X_Coord = 1276177.32, Y_Coord = 194741.84. | Seattle Public Utility EOF (No. 156), King County Airport SD No. 2.
L1103 | 2061 | 228E; TS2 | 24-inch steel pipe. Flow = 3 gpm. Good condition, face flange, pinch valve. Elev_88 = 5.32 INV. Photo file 51703128, P10100002, P1010003. GPS X_Coord = 1276182.89, Y_Coord = 194721.18. | Permit indicates direct discharge to LDW, permitted under Boeing Development Center.
L1104 | 2077 | 229E; TS1 | Steel pipe (diameter not listed). Flow = 1 gpm. Pinch valve just S of water tank, welded steel pipe with flange. Elev_88 = 6.88 PIPE. Photo file 51703128, P1010023. GPS X_Coord = 1276297.29, Y_Coord = 194270.29. | Permit indicates directd discharge to LDW, permitted under Boeing Development Center.
L1201 | 2076 | 230E | 30-inch steel pipe. Diffuser section? No flow observed. Elev_88 = 2.04 PIPE. Photo file 51703128, P1010022. GPS X_Coord = 1276314.89, Y_Coord = 194204.60. | Kenworth's NPDES permit was terminated in Feb 2003. It remains unclear whether past discharges went directly into the Duwamish. Insurance Auto Auctions (SO30008681) also has 3 permitted outfalls located on the Kenworth property. These may account for 3 to 4 outfalls.
L1202 | 2075 | 231E | CMP, no diameter indicated. Looks like a cut out in shoring wall with grate cover, slag and blackberries obscure view directly in front. No flow observed. Elev_88 = 13.44 INV. Photo file 51703128, P1010021. GPS X_Coord = 1276330.01, Y_Coord = 194166.74. | Kenworth's NPDES permit was terminated in Feb 2003. It remains unclear whether past discharges went directly into the Duwamish. Insurance Auto Auctions (SO30008681) also has 3 permitted outfalls located on the Kenworth property. These may account for 3 to 4 outfalls.
L1203 | 2074 | 232E | 8-inch CMP. Deteriorated, lines up with corner of building. No flow observed. Elev_88 = 7.49 INV. Photo file 51703128, P1010020. GPS X_Coord = 1276358.94, Y_Coord = 193925.57. | Kenworth's NPDES permit was terminated in Feb 2003. It remains unclear whether past discharges went directly into the Duwamish. Insurance Auto Auctions (SO30008681) also has 3 permitted outfalls located on the Kenworth property. These may account for 3 to 4 outfalls.
L1204 | 2073 | 233E | 18-inch concrete pipe. Concrete box end (3.5-ft wide by 3-ft tall) with mesh grate, good condition. Flow = trickle. Elev_88 = 6.99 INV. Photo file 51703128, P1010019. GPS X_Coord = 1276447.88, Y_Coord = 193721.34. | Kenworth's NPDES permit was terminated in Feb 2003. It remains unclear whether past discharges went directly into the Duwamish. Insurance Auto Auctions (SO30008681) also has 3 permitted outfalls located on the Kenworth property. These may account for 3 to 4 outfalls.
L1205 | Former Rhone-Poulenc |  | Not observed. | Not listed.
L1206 | 2078 | 236E | 8-inch plug iron pipe. Water dripping from pipe at time of survey. Elev_88 = 5.67 PIPE. Photo file 51703128, P1010036. GPS X_Coord = 1277310.70, Y_Coord = 193006.55. | Location identified as stormwater outfall utilized by Rhone-Poulenc. Outfall location may have been abandoned during demolition of onsite buildings. New sub-grade stormwater piping plumbed to City of Seattle storm drains.
L1207 | 2079 | 235E | 6-inch plug iron pipe. Pipe visibly plugged - abandoned. 4-ft daylight to end of pipe. No flow observed. Elev_88 = 6.20 PIPE. Photo file 51703128, P1010037. GPS X_Coord = 1277347.36, Y_Coord = 193025.07. | Location identified as stormwater outfall utilized by former Rhone-Poulenc. Pipe securely plugged according to City of Seattle survey.
L1208 | 2080 | 234E; Slip 6 SD | 24-inch riveted steel pipe. Photo shot on top of steel collar on pinch valve; 15-ft daylight to end of pipe. Observed flow = 20 gpm. Elev_88 = 6.99 PIPE. Photo file 51703128, P1010038. GPS X_Coord = 1277423.28, Y_Coord = 193059.84. | King County Airport storm drain No. 1
L1209 | 2081 | 237E; DC15 | 36-inch concrete pipe. Pipe in good condition, scuppers on 18-inch centers along S. No flow observed. Elev_88 = 6.84 PIPE. Photo file 51703128, P1010039. GPS X_Coord = 1277561.49, Y_Coord = 192892.67. | Ecology database shows 14 permitted outfalls for BDC, but numbers are DC1 to DC17, discontinuous. Boeing files show 18 outfalls (DC1 to DC18).
L1210 | 2082 | 238E; DC14 | 24-inch steel pipe. Flanged; 16-ft daylight to end of pipe, flag gate steel. Flow = dripping. Elev_88 = 2.47 PIPE. Photo file 51703128, P1010042. GPS X_Coord = 1277043.01, Y_Coord = 192601.41. | Ecology database shows 14 permitted outfalls for BDC, but numbers are DC1 to DC17, discontinuous. Boeing files show 18 outfalls (DC1 to DC18).
L1211 | 2083 | 239E | 6-inch steel discharge pipe. Flag gate vault, 3-ft end to daylight, black discharge. 4/07 Boeing plans to abandon. Elev_88 = 3.06 PIPE. Photo file 51703128, P1010043. GPS X_Coord = 1277030.69, Y_Coord = 192597.47. | Not a Boeing permitted outfall. Boeing has investigated this pipe and believes that it is a drain from an underground utility vault that predates Boeing's use of this property. Boeing is in the process of having this pipe plugged.
L1212 | 2084 | 240E | 6-inch pipe. Flap gate, 6-ft to daylight, same EL of pipe invert. Flow = dripping. 4/07 Boeing plans to abandon. Elev_88 = 1.37 PIPE. Photo file 51703128, P1010044. GPS X_Coord = 1276803.45, Y_Coord = 192478.61. | Not a Boeing permitted outfall. Boeing has investigated this pipe and believes that it is a drain from an underground utility vault that predates Boeing’s use of this property. Boeing is in the process of having this pipe plugged.
L1301 | 2089 | 241E; DC13 | 24-inch concrete pipe. Red pinch valve on concrete to steel adapter. No flow information recorded. Elev_88 = 7.89 PIPE. Photo file 51703128, P1010055. GPS X_Coord = 1276945.65, Y_Coord = 191885.89. | Ecology database shows 14 permitted outfalls for BDC, but numbers are DC1 to DC17, discontinuous. Boeing files show 18 outfalls (DC1 to DC18).
L1302 | 2088 | 242E; DC12 | 36-inch concrete pipe. Neeush Foundry Flapper operable and in good condition, IE elevation, no odor, no color. Flow = trickle. Elev_88 = 4.63 INV. Photo file 51703128, P1010054. GPS X_Coord = 1276974.23, Y_Coord = 191734.24. | Ecology database shows 14 permitted outfalls for BDC, but numbers are DC1 to DC17, discontinuous. Boeing files show 18 outfalls (DC1 to DC18).
L1303 | BDC-1 | Boeing 6; DC18 |  | Ecology database shows 14 permitted outfalls for BDC, but numbers are DC1 to DC17, discontinuous. Boeing files show 18 outfalls (DC1 to DC18).
L1304 | 2087 | 243E; DC11 | 36-inch concrete pipe. Pipe has red pinch valve, double SS bands. No flow information recorded. Elev_88 = 3.07 PIPE. Photo file 51703128, P1010053. GPS_\ X_Coord = 1276875.28, Y_Coord = 191564.81. | Ecology database shows 14 permitted outfalls for BDC, but numbers are DC1 to DC17, discontinuous. Boeing files show 18 outfalls (DC1 to DC18).
L1305 | 2086 | 244E | 48-inch riveted CMP. Outfall bricked shut, but leaking. Minor flow at bottom of concrete blocks, CMP blocked. Elev_88 = 2.17 PIPE. Photo file 51703128, P1010052. GPS X_Coord = 1276940.96, Y_Coord = 191430.93. | Ecology database shows 14 permitted outfalls for BDC, but numbers are DC1 to DC17, discontinuous. Boeing files show 18 outfalls (DC1 to DC18). Note: This outfall is bricked shut, but discharge observed during survey.
L1306 | 2085 | 245E; DC10 | 36-inch concrete pipe. Pinch valve, good condition. Elev_88 = 10.45 PIPE. Photo file 51703128, P1010051. GPS X_Coord = 1276988.05, Y_Coord = 191349.32. | Ecology database shows 14 permitted outfalls for BDC, but numbers are DC1 to DC17, discontinuous. Boeing files show 18 outfalls (DC1 to DC18).
L1307 | 2090 | 246E; DC9 | 36-inch concrete pipe. 10'ft from end to daylight, SS straps. No flow observed. Elev_88 = 8.73 PIPE. Photo file 51703128, P1010059. GPS X_Coord = 1277164.0300, Y_Coord = 190869.70. | Ecology database shows 14 permitted outfalls for BDC, but numbers are DC1 to DC17, discontinuous. Boeing files show 18 outfalls (DC1 to DC18).
L1308 | BDC-2 | Boeing 7; DC8 |  | Ecology database shows 14 permitted outfalls for BDC, but numbers are DC1 to DC17, discontinuous. Boeing files show 18 outfalls (DC1 to DC18).
L1309 | BDC-3 | Boeing 8; DC7 |  | Ecology database shows 14 permitted outfalls for BDC, but numbers are DC1 to DC17, discontinuous. Boeing files show 18 outfalls (DC1 to DC18).
L1310 | BDC-4 | Boeing 9; DC6 |  | Ecology database shows 14 permitted outfalls for BDC, but numbers are DC1 to DC17, discontinuous. Boeing files show 18 outfalls (DC1 to DC18).
L1311 | 2091 | 247E; DC5 | 36-inch CMP. Flow = 0.5 gpm. Bad deterioration, invert gone. Elev_88 = 0.46 INV. Photo file 51703128, P1010060, P1010061. GPS X_Coord = 1277884.58, Y_Coord = 190503.90. | Ecology database shows 14 permitted outfalls for BDC, but numbers are DC1 to DC17, discontinuous. Boeing files show 18 outfalls (DC1 to DC18). This outfall is likely DC5.
L1401 | 2092 | 248E; DC17 | 18-inch iron pipe. No flow. Mesh grate, moisture, outlet covered with vegetation. Elev_88 = 6.71 INV. Photo file 51703128, P1010064, P1010067. GPS X_Coord = 1278215.950, Y_Coord = 190453.550. | Ecology database shows 14 permitted outfalls for BDC, but numbers are DC1 to DC17, discontinuous. Boeing files show 18 outfalls (DC1 to DC18). This outfall is likely DC17.
L1402 | 2097 | 249E; DC4 | 8-inch steel pipe. No flow. Located in vegetation. Elev_88 = 8.98 INV. Photo file 51703128, P1010076, P1010077, P1010078. GPS X_Coord = 1278263.53, Y_Coord = 190416.48. | Ecology database shows 14 permitted outfalls for BDC, but numbers are DC1 to DC17, discontinuous. Boeing files show 18 outfalls (DC1 to DC18). This outfall is likely DC4.
L1403 | BDC-5 | BDC-5, Boeing 10; DC16 |  | Ecology database shows 14 permitted outfalls for BDC, but numbers are DC1 to DC17, discontinuous. Boeing files show 18 outfalls (DC1 to DC18). This outfall is likely DC16.
L1404 | 2096 | 250E; DC3 | 6-inch iron pipe. Flow = dripping. Elev_88 = 9.52 INV. Photo file 51703128, P1010071, P1010072. GPS_X_Coord = 1278445.290, Y_Coord = 190336.190. | Ecology database shows 14 permitted outfalls for BDC, but numbers are DC1 to DC17, discontinuous. Boeing files show 18 outfalls (DC1 to DC18). This outfall is likely DC3.
L1405 | 2093 | 251E; E&E-A; DC2 | 24-inch concrete pipe. Flow 5 gpm. Pipe in good shape, apron 3-ft wide by 6-ft long. Elev_88 = 4.95 INV. Photo file 51703128, P1010068. GPS X_Coord = 1278537.250, Y_Coord = 190264.880. | Ecology database shows 14 permitted outfalls for BDC, but numbers are DC1 to DC17, discontinuous. Boeing files show 18 outfalls (DC1 to DC18). This outfall is likely DC2.
L1406 | 2094 | 252E; E&E-B | 12-inch concrete pipe. No flow. Pipe is dry, end chipped. Elev_88 = 4.97 INV. Photo file 51703128, P1010069. GPS X_Coord = 1278630.900, Y_Coord = 190258.050. | Ecology database shows 14 permitted outfalls for BDC, but numbers are DC1 to DC17, discontinuous. Boeing files show 18 outfalls (DC1 to DC18).
L1407 | 2095 | 253E; DC1; KC Norfolk CSO (044); PS17 EOF | 84-inch structure. Flow 10 gpm. Notes: shot at IE, flap gate headwall and apron, 6' by 6' gate. Elev_88 = 2.73 INV. Photo file 51703128, P1010070. GPS X_Coord = 1278630.90000, Y_Coord = 190179.95000 | Public storm drain that also receives stormwater discharges from Boeing properties upstream. This discharge is permitted through Boeing Developmental Center (WA031488B or SO3000146C) as DC1. The outfall is King County’s Norfolk CSO (044). Seattle Public Utilities also operates an EOF that discharges through this outfall.
L1408 | E&E-1 | NA | None | None
L1409 | E&E-2 | NA | None | None
L1410 | E&E-3 | NA | None | None
L1411 | E&E-4 | NA | None | None
L1412 | E&E-5 | NA | None | None
L1413 | Ryan Way SD | E&E-6 | None | None.
L1501 | 8132 | T103_01 | None | None
L1502 | 8133 | T103_02 | None | None
L1503 | 8134 | T103_03 | None | None
L1504 | 8135 | T103_04 | None | None
L1505 | 2149 | 300W; NPDES 5 | 24-inch CPE Port SD pipe. No flow noted. Notes: 3/4 full of sediment, top of pipe, flows into bio-swale at west corner. Elev_88 = 8.85 PIPE. Photo file 52003-128, P5202212. GPS X_Coord = 1265146.4600, Y_Coord = 210889.0400 | Port of Seattle storm drain. Status resolved - public SD.
L1506 | 2148 | 301W | 12-inch CPE Port SD pipe. No flow. Notes: top of pipe, flow into bio-swale. Elev_88 = 7.97 PIPE. Photo file 52003-128, P5202211. GPS X_Coord = 1265430.0500, Y_Coord = 210881.3900 | Port of Seattle storm drain. Status resolved - public SD.
L1507 | 2150 | 302W | 18-inch CPE Port SD pipe. No flow noted. Notes: shot at top of pipe, good condition, flows into bio-swale, flow hard to tell since bottom 1/8 of pipe is underwater. Elev_88 = 7.61 PIPE. Photo file 52003-128, P5202213. GPS X_Coord = 1265682.8500, Y_Coord = 210847.0200 | Port of Seattle storm drain. Status resolved - public SD.
L1508 | 2233 | 303W | Channel/ditch. SW Dakota Street SD. No flow noted. Outlet of new ditch at Port property N of SW Dakota Street (see aerial photo). Survey Points at centerline of creek. Elev_88 = 4.00 CREEK. Photo file 70203, P7022283/P7112393. GPS X_Coord = 1265917.0000, Y_Coord = 210625.0000 | Drainage channel constructed by Port at T-105. Status resolved - stream, channel, or swale.
L1509 | 2232 | 304W | 18-inch CPE Port SD pipe. No flow noted. Notes: Locate 18" pipe at Lipsett CO LLC. at high water line, 40' N of fenceline, 30' south of Bldg corner under board. Just north of point number 2147 NPDES 590. Elev_88 = 6.00 INV. Photo file 70203, P1012189. GPS X_Coord = 1265938.0000, Y_Coord = 210242.0000 | Port of Seattle storm drain. Status resolved - public SD.
L1510 | 2147 | 305W; (590) | 72-inch concrete city SD pipe. SW Idaho St SD. Flow undetermined (underwater). Notes: -10.5' to El. Shot taken at top of headwall, 1.5" bar grates corroding and failing, wing walls in good condition. Elev_88 = 1.67 INV. Photo file 52003-128 and 51903, P5202209/210/P1010127. GPS X_Coord = 1266120.9200, Y_Coord = 209890.6200 | SPU storm drain. Status resolved - public SD.
L1511 | 2146 | 306W | 6-inch DI pipe. No flow. Spool piece broken off. Notes: end spool piece broken off, shot at top of pipe. SW Idaho St. Elev_88 = 7.85 PIPE. Photo file 52003-128, P5202208. GPS X_Coord = 1266127.5900, Y_Coord = 209858.5500 | No information readily available – may drain adjacent property. Status unresolved - pipe of unresolved origin and/or use.
L1512 | 2144 | 307W | 10-inch DI pipe. Flow rate undetermined (underwater). SW Idaho St. Notes: spool piece laying in front of end of pipe, shot at top of pipe, pipe laying on shore w/ 4' of daylight. Elev_88 = 6.64 PIPE. Photo file 52003-128 and 51903, P5202206/P1010126. GPS X_Coord = 1266135.2800, Y_Coord = 209841.4500 | No information readily available – may drain adjacent property. Status unresolved - pipe of unresolved origin and/or use.
L1513 | 2145 | 308W | 4-inch DI pipe.No flow. SW Idaho St. Notes: shot at top of pipe, daylighting 3'. Elev_88 = 10.10 PIPE. Photo file 52003-128, P5202207. GPS X_Coord = 1266119.5700, Y_Coord = 209839.0000 | No information readily available – may drain adjacent property. Status unresolved - pipe of unresolved origin and/or use.
L1514 | 2157 | 309W | 24-inch concrete pipe. Flow undetermined since the pipe was half submerged. Notes: 81' E of pipe, -3.8' to invert of pipe, pipe located underneath dock. Elev_88 = 4.78 PIPE. No photo. GPS X_Coord = 1266273.0600, Y_Coord = 209501.4300 | Permit for General Recycling of WA discharges directly to LDW in this general location. Status tentatively resolved - permitted private SD.
L1515 | Siphon-West CSO | 310W | 36-inch CSO pipe; not found. GPS X_Coord = 1266421.5500, Y_Coord = 209127.6200 | None
L1516 | 2226 | 311W | Creek/drainage channel. Drummond Property. Flow rate = 15 gpm. Survey points from center line of channel. 2 pictures taken P7112391 and P7112392. Elev_88 = 1.00 CREEK. Photo file 70203, P702280, P7112391/392. GPS X_Coord = 1266067.0000, Y_Coord = 208706.0000 | Ditch at Drummond property. Status resolved - stream, channel, or swale.
L1517 | 2141 | 313W | 8-inch steel pipe. No flow; drainage from swales. Notes: invert of culverts, drains from bus parking lot to park overland drainage swale. Elev_88 = 11.48 PIPE. Photo file 52003-128, P5202200/201. GPS X_Coord = 1265752.5800, Y_Coord = 208663.0300 | Permit for Evergreen Trails, Inc. mentions direct discharge to LDW through one outfall of 5 acres of paved area, similar to observations from City survey. This location most closely matches latitude and longitude information provided in the permit. Status tentatively resolved - permitted private SD.
L1518 | 2140 | 312W | 8-inch steel pipe. No flow; drainage from swales. Notes: invert of culverts, drains from bus parking lot to park overland drainage swale. Elev_88 = 11.58 PIPE. Photo file 52003-128, P5202199/202. GPS X_Coord = 1265735.6400, Y_Coord = 208666.5100 | Permit for Evergreen Trails, Inc. mentions direct discharge to LDW through one outfall of 5 acres of paved area, similar to observations from City survey. Location/ownership of this pipe unclear. Drummond Property/State Parks. Status - pipe of unresolved origin and/or use.
L1519 | 2142 | 314W | 8-inch steel pipe. No flow. Notes: invert of culverts, part of park overland drainage system, collection of stormwater from park parking lot. Elev_88 = 14.01 PIPE. Photo file 52003-128, P5202203. GPS X_Coord = 1265706.0200, Y_Coord = 208615.7400 | Permit for Evergreen Trails, Inc. mentions direct discharge to LDW through one outfall of 5 acres of paved area, similar to observations from City survey. Location/ownership of this pipe unclear. Drummond Property/State Parks. Status - pipe of unresolved origin and/or use.
L1520 | 2143 | 315W | 8-inch steel pipe. No flow. Notes: invert of culverts, part of park overland drainage system, collection of stormwater from park parking lot. Elev_88 = 14.76 PIPE. Photo file 52003-128, P5202204/205. GPS X_Coord = 1265675.7800, Y_Coord = 208597.6300 | Permit for Evergreen Trails, Inc. mentions direct discharge to LDW through one outfall of 5 acres of paved area, similar to observations from City survey. Location/ownership of this pipe unclear. Drummond Property/State Parks. Status - pipe of unresolved origin and/or use.
L1521 | Evergreen Trails |  | None | None
L1522 | T107 Park |  | None | None
L1601 | 2139 | 316W, Lafarge 001 | 6-inch DI pipe. No flow. No color, no odor. Half full of debris. Notes: top of pipe. Elev_88 = 8.76 PIPE. Photo file 52003-128, P502194. GPS X_Coord = 1266689.5200, Y_Coord = 206.177.3200 | Permit gives range coordinates for outfalls, but no specific number. All unknowns are likely covered by this permit. Status resolved - permitted private SD.
L1602 | 2138 | 317W, Lafarge 002 | 6-inch steel pipe. No flow. No color; condition good. Notes: located on E side of coffer wall, 1' above water level at 800am, located between silos, bell and spigot, 19' W of shot. Elev_88 = 3.75 INV. No photo. GPS X_Coord = 1266883.8500, Y_Coord = 206113.9700 | Permit gives range coordinates for outfalls, but no specific number. All unknowns are likely covered by this permit. Status resolved - permitted private SD.
L1603 | Lafarge 003 | None | None | None
L1604 | Lafarge 004 | None | None | None
L1605 | Lafarge 005 | None | None | None
L1606 | 5002, Lafarge 006 | 318W | 36-inch CMP. No flow. Located behind first wood piling. Elev_88 = 5.00 LF1. Photo file 70203, P7022273. GPS X_Coord = 1267798.0000, Y_Coord = 205164.000 | Permit gives range coordinates for outfalls, but no specific number. All unknowns are likely covered by this permit. Status resolved - permitted private SD.
L1607 | 5003, Lafarge 007 | 319W | 32-inch CMP. Flow = 4 gpm. located behind first wood piling; noted flow rate: 4 gpm. Located behind first wood piling. Elev_88 = 6.00 LF2. Photo file 70203, P7022272/274/275/276/276. GPS X_Coord = 1267804.0000, Y_Coord = 205153.0000 | Permit gives range coordinates for outfalls, but no specific number. All unknowns are likely covered by this permit. Status resolved - permitted private SD.
L1608 | 5004, Lafarge 008 | 320W | 28-inch CMP. Flow = trickle. Located behind first wood piling. Elev_88 = 6.00 LF3. Photo file 70203, P7022272/274/275/276/277. GPS X_Coord = 1267806.0000, Y_Coord = 205142.0000 | Permit gives range coordinates for outfalls, but no specific number. All unknowns are likely covered by this permit. Status resolved - permitted private SD.
L1701 | 5005 | 321W ; DP-1? | 48-inch concrete pipe. Flow = trickle. Possible flap gate, obscured by boat, access at low tide by walkway along dock, partly submerged at 1025. Elev_88 = 4.00 LF4. Photo file = 70203, P7022272/274/275/276/277. GPS X_Coord = 1267795.0000, Y_Coord = 205109.0000 | Permit gives range coordinates for outfalls, but no specific number. All unknowns are likely covered by this permit. Status resolved - permitted private SD.
L1702 | 2137 | 322W; DP-1? | 24-inch concrete pipe. Flow = 5/8 full at 750, 180' S of pipe, -1.5' to E, behind tugboat, couldn't tell if there was 1 or 2 pipes, survey point is at approximate property line. Elev_88 = 2.73 INV. Photo file 52003-128, P5202193. GPS X-Coord = 1267772.1100, Y_Coord = 205095.0700 | Permit gives range coordinates for outfalls, but no specific number. All unknowns are likely covered by this permit. Status resolved - permitted private SD.
L1703 | 2136 | 323W | 6-inch steel pipe. Full flow. Condition good. Notes: Extend 6' E of shot, top of pipe, part of dry-dock dewatering system. Elev_88 = 14.58 PIPE. Photo file 52003-128, P5202192. GPS X_Coord = 1267921.1500, Y_Coord = 204791.8500 | Pipe is probably covered by Alaska Marine permit which notes that pipes discharge directly to LDW. Status resolved - permitted private SD.
L1704 | AML-DP2 | DP-2 | None | None
L1705 | AML-DP3 | DP-3 | None | None
L1706 | 2133 | 324W | 12-inch steel pipe. Flow = 3/4 full. No color, no odor. Notes: Extend 10' E of shot, top of pipe, dry-dock dewatering system. Elev_88 = 15.33 PIPE. Photo file 52003-128 and 51903, P5202191, P5192179/181. GPS X_Coord = 1267937.9000, Y_Coord = 204681.8600 | Pipe is probably covered by Alaska Marine permit which notes that pipes discharge directly to LDW. Status resolved - permitted private SD.
L1707 | 2135 | 325W | 4-inch PVC pipe. No flow. Condition good. Notes: Extend 5' E of shot, top of pipe, part of dry-dock dewatering system. Elev_88 = 14.65 PIPE. Photo file 52003-128 and 51903, P5202191, P5192179/181. GPS X_Coord = 1267928.3800, Y_Coord = 204679.0500 | Pipe is probably covered by Alaska Marine permit which notes that pipes discharge directly to LDW. Status resolved - permitted private SD.
L1708 | 2134 | 326W | 4-inch PVC pipe. Flow = 3/4 full. Condition good. Notes: Extend 5' E of shot, top of pipe, part of dry-dock dewatering system. Elev_88 = 14.63 PIPE. Photo file 52003-128 and 51903, P5202191, P5192179/181. GPS X_Coord = 1267933.4700, Y_Coord = 204678.7100 | Pipe is probably covered by Alaska Marine permit which notes that pipes discharge directly to LDW. Status resolved - permitted private SD.
L1709 | 2132 | 327W | 12-inch steel pipe. No flow. Condition good. Note: Extend 15' E of shot, part of dry-dock dewatering system, top of pipe. Elev_88 = 15.29 PIPE. Photo file 52003-128 and 51903, P5202191, P5192179/181. GPS X_Coord = 1267942.9900, Y_Coord = 204677.8600 | Pipe is probably covered by Alaska Marine permit which notes that pipes discharge directly to LDW. Status resolved - permitted private SD.
L1710 | 2131 | 328W | 12-inch steel pipe. Flow = 1/8 full. Condition good. Note: Extend 15' E of shot, shots 2131 to 2136 part of dry-dock dewatering system, top of pipe. Elev_88 = 15.46 PIPE. Photo file 52003-128 and 51903, P5202191, P5192179/181. GPS X_Coord = 1267943.1600, Y_Coord = 204676.6100 | Pipe is probably covered by Alaska Marine permit which notes that pipes discharge directly to LDW. Status resolved - permitted private SD.
L1711 | 2129 | 329W | 6-inch DI pipe. No flow. No color, no odor, condition good. Comes out of asphalt and drains under dock, penetrates out 8' from [remainder of note missing]. Elev_88 = 10.73 PIPE. Photo file 52003-128, P5202188. GPS X_Coord = 1268031.7600, Y_Coord = 204331.3600 | Five outfalls listed on permit, but only 1 outfall located in City of Seattle survey. Outfalls may all be routed to single discharge point or routed to a municipal treatment facility. Status tentatively resolved - permitted private SD.
L1712 | 2130 | 330W | 15-inch DI pipe. No flow. No color, no odor, pipe bottom wet. Corroded and rusting. Elev_88 = 9.20 PIPE. Photo file 51903-1, P5192177/178 (mislabeled 2129). GPS X_Coord = 1267936.7500, Y_Coord = 204063.9100 | Map in permit shows two clear outfalls, and mentions various other ditches/drainage points. Status tentatively resolved - permitted private SD.
L1801 | 2128 | 331W; POS 6133 | 15-inch CMP SD. Flow = underwater. Condition: corroded, half underwater. Top of pipe half full of sediment. Elev_88 = -2.36 PIPE. Photo file 51903-1, P5192175/176. GPS X_Coord = 1267928.7600, Y_Coord = 203717.0100 | Map in permit shows two clear outfalls, and mentions various other ditches/drainage points. Status resolved - public SD.
L1802 | 2127 | 332W, SWD5; POS 6132; T115_07 | 48-inch concrete CSO/SD. Flow = 50 gpm. No color, no odor. Flapper valve sedimented partially closed; shot at invert of pipe. Elev_88 = -0.33 INV. Photo file 51903-1, P5192173/174. GPS X_Coord = 1268208.5000, Y_Coord = 203621.8100 | Terminal 115 CSO (038)/SW Kenny SD. Status resolved - CSO/SD.
L1803 | 6146 | SWD4; POS 6146; T115_06 | None | None
L1804 | 2220 | 333W, SWD3, POS 6153; T115_05 | 24-inch concrete Port of Seattle SD. Locate at POS Dock north of 2125, under loading dock by crane #2. See if we can get Port access to survey. Elev_88 = 3.00 PIPE, Photo file 70203, P7022270. GPS X_Coord = 1268617.0000, Y_Coord = 202385.0000 | Port of Seattle storm drains. Status resolved - public SD.
L1805 | 2123 | 334W, SWD2, POS 6161; T115_04 | 12-inch CMP Port SD. Armeo flap frozen open top of pipe. No flow. Elev_88 = 8.95 PIPE. Photo file 51903-2, 51903-1; P1010104/P5192170. GPS X_Coord = 1268779.5300, Y_Coord = 201936.0100 | Port of Seattle storm drain. Status resolved - public SD.
L1806 | 2125 | 335W; SWD1; POS 6162; T115_03 | 72-inch concrete city SD (Highland Park Way SW SD). Flow = 100 gpm. Sediment at bottom of pipes. Grate beginning to erode (see pg 40, book 5-19-03, for drawing of location). Elev_88 = -3.87 PIPE. Photo file 51903-1, P5192172. GPS X_Coord = 1268802.5500, Y_Coord = 201931.4100 | Seattle Public Utility storm drain. Status resolved - public SD.
L1807 | 2124 | 336W, POS 6163, SWD6; T115_02 | 18-inch concrete lined DI Port SD. Flapper valve frozen open (see pg 40, book 5-19-03, for drawing of location). Elev_88 = 6.49 PIPE. Photo file 51903-1, P52192171. GPS X_Coord = 1268812.2600, Y_Coord = 201931.2500 | Port of Seattle storm drain. Status resolved - public SD.
L1808 | 2122 | 338W, POS 6165; T115_01 | 24-inch concrete Port SD. Flow = 1 gpm. No odor, no color, condition good. Flapper valve slightly open, top of pipe. Elev_88 = 10.49 PIPE. Photo file 51903-1, P5192169. GPS X_Coord = 1269042.4500, Y_Coord = 201764.4700 | Port of Seattle storm drain. Status resolved - public SD.
L1809 | Port-SF | 339W | Port SD pipe; not found. GPS X_Coord = 1269150.0300, Y_Coord = 201651.2400 | Port - Sea Freeze. Port of Seattle storm drain. Status resolved - public SD.
L1810 | 2506 | 341W | 36-inch concrete King County CSO pipe (West Michigan CSO [042]). No flow. Shot at top of pipe. Elev_88 = 0.00 PIPE. GPS X_Coord = 1269541.0000, Y_Coord = 201164.0000 | King County Combined Sewer Overflow, W Michigan CSO (042). Status resolved - CSO.
L1901 | 2505 | 340W | 1st Ave S brdg (w). 12- to 18-inch CMP SD. No flow. Pipe shot at top. Elev_88 = 7.00 PIPE. GPS X_Coord = 1269537.0000, Y_Coord = 201091.0000 | WSDOT bridge drains - no permit is likely to be located because covered under general permit. Status resolved - public SD.
L1902 | 2512 | 342W | 1st Av S brdg (w). 4-inch ABS plastic pipe. No flow. Shot at invert of pipe. Elev_88 = -2.00 FL. GPS X-Coord = 1269577.0000, Y_Coord = 201015.0000 | WSDOT bridge drains - no permit is likely to be located because covered under general permit. Status resolved - public SD.
L1903 | 1st Avenue S SD |  | WSDOT 1st Ave S system. Channel. WSDOT X_Coord = 1269582.9599, Y_Coord = 200908.2223 | None
L1904 | 2507 | 344W | 1st Av S brdg (w). 8-inch steel SD. No flow. Vertical drain pipe from bridge. Elev_88 = 18.00 PIPE. GPS X_Coord = 1269610.0000, Y_Coord = 200817.0000 | WSDOT bridge drains - no permit is likely to be located because covered under general permit. Status resolved - public SD.
L1905 | 2510 | 347W | 1st Av S brdg (w). 8-inch PVC pipe. No flow. Pipe extends 4 ft north. Elev_88 = 17.00 PIPE. GPS X-Coord = 1269516.0000, Y_Coord = 200537.0000 | WSDOT bridge drains - no permit is likely to be located because covered under general permit. Status resolved - public SD.
L2001 | 2508 | 343W | 1st Av S brdg (w). 18-inch concrete SD. No flow. Shot at invert of pipe. Elev_88 = 10.00 INV. GPS X_Coord = 1269728.0000, Y_Coord = 200824.0000 | Permit for Swan Bay Holding Dock (SO3002471) has one permitted outfall that most closely correlates with the pipe size and location of this discharge point. Status resolved - permitted private SD.
L2002 | 2121 | 346W | 1st Av S brdg (w). 12-inch concrete. Notes: 6' N of 2121, -7.1' to IE. Elev_88 = 8.29 INV. Photo file 51903-2, P1010092/093. GPS X_Coord = 1269738.1100, Y_Coord = 200751.7200 | WSDOT bridge drains - no permit is likely to be located because covered under general permit. Permit for Swan Bay Holding Dock (SO3002471) has one permitted outfall that may account for this pipe. Status unresolved - pipe of unresolved origin and/or use.
L2003 | 2509 | 345W | 1st Av S brdg (w). 12-inch concrete SD. No flow. Shot at top of pipe. Elev_88 = 11.00 PIPE. GPS X_Coord = 1269739.0000, Y_Coord = 200752.0000 | WSDOT bridge drains - no permit is likely to be located because covered under general permit. Status resolved - public SD.
L2004 | 2120 | 348W | West Seattle Reservoir overflow. 36-inch concrete pipe; 10 cfs. Condition good. Notes: Shot @ invert. Pipe encased by 6' by 6' headwall. Elev_88 = 6.51 INV. Photo file 51903-2, P1010085/086/088. GPS X_Coord = 1269733.2200, Y_Coord = 200361.0000 | Overflow from West Seattle Reservoir; not associated with discharges from combined or sanitary sewer. Status resolved - EOF.
L2005 | 2118 | 350W | 2nd Aveue S SD. 24-inch concrete pipe. No flow. No odor, no color, sediment in bottom. Elev_88 = 1.06 INV. Photo file 51903-1, P5192168. GPS X_Coord = 1269981.4100, Y_Coord = 200293.0100 | Seattle Public Utility storm drain. Status resolved - public SD.
L2006 | 2117 | 351W | 4-inch PVC pipe. No flow. No odor, no color, end of pipe cracked. Elev_88 = 10.77 INV. Photo file 51903-1, P5192167. GPS X_Coord = 1270288.7600, Y_Coord = 200260.3800 | No specific information provided in permit, but Ecology database lists four outfalls at Boyer facility. Status resolved - permitted private SD.
L2007 | 2116 | 352W | 6-inch plastic pipe. No flow. No odor, no color, condition good. Notes: top of pipe. Elev_88 = 10.56 PIPE. Photo file 51903-1, P5192166. GPS X_Coord = 1270642.6800, Y_Coord = 200013.0600 | No specific information provided in permit, but Ecology database lists four outfalls at Boyer facility. Status resolved - permitted private SD.
L2008 | Boyer-1 | D3 | None | None
L2009 | Boyer-2 |  | None | None
L2010 | 2115 | 353W, D2 | 8-inch PVC pipe. No flow. No odor, no color, condition good. Notes: 3-ft daylight, top of pipe. Elev_88 = 8.28 PIPE. Photo file 51903-1, P5192164/165. GPS X_Coord = 1270730.0300, Y_Coord = 199844.8500 | No specific information provided in permit, but Ecology database lists four outfalls at Boyer facility. Status resolved - permitted private SD.
L2011 | 2114 | 354W, DI | 6-inch concrete pipe. No flow. No odor, no color, condition good. Notes: top of pipe. Elev_88 = 6.80 PIPE. Photo file 51903-1, P5192163. GPS X_Coord = 1271026.5500, Y_Coord = 199600.0900 | No specific information provided in permit, but Ecology database lists four outfalls at Boyer facility. Status resolved - permitted private SD.
L2012 | 5th Ave S |  | None | None
L2101 | 2113 | 355W | 6-inch concrete pipe; moist. No odor, no color; condition good. Notes: top of pipe, bell at end of pipe. Elev_88 = 6.23, PIPE. Photo file 51903-1, P5192162. GPS X_Coord = 1271707.6900, Y_Coord = 198902.3800 | No information readily available – likely drains adjacent street surface and may drain upland permitted locations. Status = tentatively resolved (public SD).
L2102 | 2112 | 356W | City SD. Outfall pipe filled with sediment - couldn't see pipe so surveyor took shot at top of headwall (12' wide). Elev_88 = -2.31, TOP HEADWALL. Photo file 51903-1, P5192160/161. GPS X_Coord = 1271932.3900, Y_Coord = 198565.1700 | SPU storm drain. Status resolved - public SD.
L2103 | 2107 | 357W | King County CSO. 36-inch reinforced concrete pipe. Flow 2 gpm. 3/4-full of debris. Elev_88 = -3.06, PIPE. Photo file 51903-1, P5192153. GPS X_Coord = 1272541.5300, Y_Coord = 198216.6500. | King County Combined Sewer Overflow 8th Ave S CSO (040). Status resolved - CSO.
L2104 | 2106 | 358W | 24-inch DI, S Portland Street. No flow. Condition: debris in pipe. Shot at invert, section of pipe out, end of pipe broken. Elev_88 = 1.41, INV. Photo file 51903-1, P5192151/152, P1010061. GPS X_Coord = 1272551.2000, Y_Coord = 198183.8600 | No information readily available – likely drains adjacent property. Status unresolved.
L2105 | 2108 | 359W | 8-inch DI, S Portland Street. No flow. Stinky odor; corroded. Shot at top of pipe. Elev_88 = 5.90, INV. Photo file 51903-1/51903-2, P5192154/155, P1010061. GPS X_Coord = 1272552.000, Y_Coord = 198140.8700 | No information readily available – likely drains adjacent property. Status unresolved.
L2106 | 2111 | 360W | 12-inch DI, S Chicago Street. No flow. No odor; light corrosion. + 5.3 El to invert, 10' of daylight, rope tied around pipe. Elev_88 = 7.54, INV. Photo file 51903-1, P5192158/159. GPS X_Coord = 1272772.1600, Y_Coord = 197925.6400 | No information readily available – likely drains adjacent property. Status unresolved.
L2107 | 2110 | 361W | 15-inch concrete, S Chicago Street. No flow. No odor; 5' of daylight - 2' long grate box at end of pipe grate silted up. Elev_88 = 7.71, PIPE. Photo file 51903-1, P5192157. GPS X_Coord = 1272801.5000, Y_Coord = 197881.0600 | No information readily available – likely drains adjacent property. Status unresolved.
L2108 | 2109 | 362W | 11-inch wood, S Chicago Street. No flow. No odor, no color; rotting, end of pipe broken off. Elev_88 = 5.63 INV. Photo file 51903-1, P5192156. GPS X_Coord = 1272891.4100, Y_Coord = 197835.2600 | No information readily available – likely drains adjacent property. Status unresolved.
L2109 | 3037 | 363W; OF6620 | 18-inch CMP, S Southern Street. No flow. No odor, no color; corroded, pipe rusted, flapper valve on end of pipe fallen off. Elev_88 = 8.61, INV. Photo file 51903-1, P5192140/141/142. GPS X_Coord = 1274014.0900, Y_Coord = 196820.5000 | No information readily available – likely drains adjacent street surface and may drain upland permitted locations. The City does not have any storm drains in this area . Tentatively resolved - pipe of unresolved origin and/or use.
L2201 | 2215 | 364W | 16th Ave Bridge (S side) -- WSDOT?12" CMP. New pipe, good condition, 3' to daylight, 8' S of 116th Ave bridge support, may have other drainages tied to [remaining notation cut off]. Elev_88 = 11.00, pipe. Photo File 70203, P7022328. GPS X_Coord = 1274582.00000, Y_Coord = 196297.00000 | Pipe is relatively new, and likely related to drainage from bridge. No permit is likely to be located. Status resolved - public SD. 12-in CMP.
L2202 | South Park Marina |  | None | None
L2203 | 2214 | 365W | Private SD, WAG030045, S. Park Marina. 12" CMP? Outfall coming out of cement wall just S of crane/sling. Get better documentation with surveyors. Elev_88 = 9.00 INV. Photo File 71103. No picture. GPS X_Coord = 1275086.00000, Y_Coord = 195811.00000 | Direct discharge to LDW. 12-in CMP, South Park Marina. WAG030045C. Status resolved - permitted private SD.
L2204 | T117 |  | None | None
L2205 | 2212 | 366W | Port SD, 6" PVC. No flow. Good condition, no debris in pipe. Pipe is 11' N of point @ daylight extends 2' E, Elevation OK [remaining notation cut off]. Elev_88 = 10.00, PIPE. Photo File 70203, P7022317, P7112377. GPS X_Coord = 1275411.0000, Y_Coord = 195630.0000 | Port of Seattle storm drain. Status resolved - public SD. 6-in. PVC.
L2206 | 2211 | 368W | Port SD, 4" CPE. No flow. Pipe is just N of 8". Survey shot 11' W +3.2 ' to invert. Suspected abandoned. Elev_88 = 6.00 PIPE. Photo File 70203, P7022318, P7112375, P7112376. GPS X_Coord = 1275507.0000, Y_Coord = 195448.0000 | Pipe location identified as suspected abandoned in Herrera survey. Pipe noted during site activities but identified as miscellaneous shoreline debris and not an outfall. Status resolved - not an outfall.
L2207 | 2210 | 369W | Port SD, 3" and 4" Iron. Pipes 9' W and +5' invert from shot 2210. Suspected abandoned. Elev_88 = 9.00, PIPE. Photo File 71103; no picture. GPS X_Coord = 1275539.0000, Y_Coord = 195379.0000 | Pipe location identified as suspected abandoned in Herrera survey. Pipe noted during site activities but identified as miscellaneous shoreline debris and not an outfall. Status resolved - not an outfall.
L2208 | 2209 | 370W | Port SD, 8" PVC. No flow. Pipe is buried, half full of sediment. Survey point is 15.6' W of shot + 5.5' to invert. Suspected abando [remaining notation cut off]. Elev_88 = 9.00, PIPE. Photo File 70203, P7022319. GPS X_Coord = 1275534.0000, Y_Coord = 195376.000 | Port of Seattle storm drain. Status resolved - public SD. 8-in PVC.
L2209 | 2213 | 371W | Drainage swale/creek. Unidentified drainage creek/swale. Elev_88 = 6.00, PIPE. Photo File 71103, P7112378. GPS X_Coord = 1275604.0000, Y_Coord = 195195.0000 | Drainage/creek swale. Status resolved - stream, channel, or swale.
L2210 | SP5 |  | None | Permit for Boeing South Park facility lists five outfalls (SP1 to SP5). Status resolved - permitted private SD.
L2211 | SP4 (2103) | 372W | 12-inch concrete. No odor, no color. Condition: end of pipe chipped off, notes: 3' daylighting, 13' W offset of shot 2103 to I [remaining notation cut off]. Elev_88 = 5.73, INV. Photo File 51903-1, P5192147/48. GPS X_Coord = 1275700.82000, Y_Coord=194900.30000 | Permit for Boeing South Park facility lists five outfalls (SP1 to SP5). Status resolved - permitted private SD.
L2212 | SP3 |  | None | Permit for Boeing South Park facility lists five outfalls (SP1 to SP5). Status resolved - permitted private SD.
L2301 | SP2 |  | None | Permit for Boeing South Park facility lists five outfalls (SP1 to SP5). Status resolved - permitted private SD.
L2302 | SP1 (2102) | 373W | North of S Director St. Took shot 2102 of a seep 150' N of 2102. Elev_88 = 1.21 approx. location. Photo File 51903-1, P5192145/ 46. GPS X_Coord = 1275847.34000, Y_Coord = 194104.85000 | Permit for Boeing South Park facility lists five outfalls (SP1 to SP5). Status resolved - permitted private SD.
L2303 | S Director Street |  | None | None
L2304 | 2101 | 374W | 18-inch concrete at S 92nd Pl. No flow. No color, no odor. Notes: offset 2' W of invert of pipe, +1 to invert EI., flapper fallen off at end of pipe. Elev_88 = 8.16 INV. Photo file 51903-1, P5192143/144. GPS X_Coord = 1275888.4400, Y_Coord = 193781.6900 | No information readily available - likely drains adjacent property. Status unresolved - pipe of unresolved origin and/or use.
L2305 | 2100B | 376W | 6-inch PVC pipe. Flow not indicated. Notes: IE of pipe located +5.0' from survey pt. 2100. Offset extends 8' from daylight to end, 17.0' S of 2100. Elev_88 = 4.55 PIPE. Photo file 51703128, P1010117. GPS X_Coord = 1276001.9400, Y_Coord = 192698.7600 | Potentially a private SD serving adjacent waterfront property. Status unresolved - pipe of unresolved origin and/or use.
L2306 | 2100A | 375W | 72-inch CMP county SD. Flowing. Survey pt. 2100 shot @ 2.5' below top of pipe; pipe in good condition. Elev_88 = 4.55 PIPE. Photo file 51703128, P1010114/115/116. GPS X_Coord = 1276001.9400, Y_Coord = 192698.7600 | S 96th St SD. Status resolved - public SD (King County).
L2307 | Delta Marine |  | None | None
L2401 | 2205 | 377W | Stream. New Hamm Creek outlet on Port property, S of S 96th Street, just S of Delta crane. No flow noted. Survey points mid-channel. Elev_88 = 0.00 CREEK. Photo file 70203, P7022320. GPS X_Coord = 1276325.0000, Y_Coord = 191887.0000 | Creek outlet on Port property south of S 96th, just south of Delta crane. Status resolved - stream, channel, or swale.
L2402 | DuwSD#3 | NA | None | None
L2403 | 2098 | 378W | 6-inch CMP city SD (Seattle City Light). Flow rate: dripping. Survey pt 2099 shot @ end of pipe (outlet), extends 4' from end to daylight. Elev_88 = 4.22 PIPE. Photo file 51703128, P1010097. GPS X_Coord = 1276538.6500, Y_Coord = 191244.1300 | Seattle City Light storm drain. Status resolved - public SD.
L2404 | 2099 | 379W | 6-inch CMP city SD (Seattle City Light). No flow. Survey pt 2098 shot @ end of pipe, 10' from end to daylight, pipe in good condition. Elev_88 = 5.40 PIPE. Photo file 51703128, P1010090/091/092. GPS X_Coord = 1276580.2400, Y_Coord = 191072.2200 | Seattle City Light storm drain. Status resolved - public SD.
L2405 | 2200 | 380W | 36-inch CMP. Flow = 3 gpm. Locate 36" CMP @ NW corner of W shore turning arm. Follow-up survey on July 2, 2003 at 1450: pipe exposed. Elev_88 = 4.94 CREEK. Photo file 70203, P7022321. GPS X_Coord = 1276535.8300, Y_Coord = 190488.7700 | Outfall location corresponds with WSDOT discharge point for SR 99. Status resolved - public SD.
L2406 | 2201 | 381W | 30-inch CMP, @ SW corner of W shore turning arm. Need to survey (upland). Elev_88 = -02.0 INV. Photo file 70203, P7022322/323. GPS X_Coord = 1276531.3100, Y_Coord = 190696.9800 | Outfall location corresponds with WSDOT discharge point for SR 99. Status resolved - public SD.
L2407 | Ditch #1 |  | None | None
L2408 | Ditch #2 |  | None | None
L2409 | 3842 |  | None | None
L2410 | 3921 |  | None | None